## Nomenclature
Sr. NO. | Station Name | Nomenclature ( Operation Sequence)
1 | NDE assembly & Fitment | 20
2 | Electrical | 30
3 | ZPF Testing | 40
4 | Final Assembly | 50
5 | Before Painting inspection | 60

## S0L24G1 245185
Item | Level | Description | Planner | Buyer | Make_Buy | Status | Revision | Type | Engineering Item | Item Seq | Op Seq | Alternate | Engineering Bill | Comments | UOM | Basis | Quantity | Planning % | Yield | Extended Quantity | Effectivity Control | From | To | From Date | To Date | Disabled | Implemented | ECO | Supply Type | Subinventory | Locator | Costed | Unit Cost | Extended Quantity | Extended Cost | Operation Seq | Manufacturing | Offset | Cumulative Manufacuturing | Cumulative Total | Optional | Mutually Exclusive | ATP | Min Qty | Max Qty | Sales Order Basis | Shippable | Include on Ship Docs | Required To Ship | Required For Revenue
AX1001997 | 1 | WARRANTY NEWAGE ELECTRICAL- 2 YEARS/ 5000 HRS |  |  | Make | Review | 0 | Warranty Item |  | 0 | 1 |  |  |  | DA |  | 730 | 100 | 1 | 730 | Date |  |  | 2018-06-19 18:11 |  |  | * |  | Phantom |  | .. |  |  | 730 |  | 1 | [9 empty] | None
- A051L217 | 1 | RTR,F1,G 4P,1B CW | CP10 | RB | Make | Active | E01 | Phantom item |  | 1980 | 10 |  |  |  | EA |  | 1 | 100 | 1 | 1 | Date |  |  | 2018-06-19 18:11 |  |  | * |  | Phantom | SHC-G6 | SHC-G6.AA.BIN |  |  | 1 |  | 10 | [9 empty] | None | *
A052P022 | 2 | WEIGHT,BALANCE,6G | SM10 | RAP | Buy | Active | F01 |  |  | 4 | 1 |  |  |  | EA |  | 1 | 100 | 1 | 1 | Date |  |  | 2015-11-23 15:39 |  |  | * | MCO-178740 | Bulk | STR-G6 | STR-G6.BIN.BIN |  |  | 1 |  | 1 | [9 empty] | None | *
016-40617 | 2 | M5X20 HEX HD SCR SZP | HA10 | RAP | Buy | Active | 0 | 15-1 Non Cummins |  | 5 | 1 |  |  |  | EA |  | 2 | 100 | 1 | 2 | Date |  |  | 2015-11-23 15:39 |  |  | * | MCO-178740 | Bulk | STR-G6 | STR-G6.BIN.BIN |  |  | 2 |  | 1 | 4 | [8 empty] | None | *
006-01031 | 2 | M5 NYLOC NUT | HA10 | RAP | Buy | Active | 0 | 15-1 Non Cummins |  | 6 | 1 |  |  |  | EA |  | 2 | 100 | 1 | 2 | Date |  |  | 2015-11-23 15:39 |  |  | * | MCO-178740 | Bulk | STR-G6 | STR-G6.BIN.BIN |  |  | 2 |  | 1 | 4 | [8 empty] | None | *
029-61106 | 2 | M5 PL WASHER SZP | HA10 | RAP | Buy | Active | B01 | 15-1 Non Cummins |  | 7 | 1 |  |  |  | EA |  | 2 | 100 | 1 | 2 | Date |  |  | 2015-11-23 15:39 |  |  | * | MCO-178740 | Bulk | STR-G6 | STR-G6.BIN.BIN |  |  | 2 |  | 1 | 4 | [8 empty] | None | *
- A051L213 | 2 | RTR,WND,H,4P | WR10 | RB | Make | Active | F01 | Subassembly |  | 1 | 10 |  |  |  | EA |  | 1 | 100 | 1 | 1 | Date |  |  | 2015-09-29 12:21 |  |  | * | MCO-173158 | Operation Pull | SHF-G6 | SHF-G6.WR.BIN |  |  | 1 |  | 10 | [9 empty] | None | *
- A051L204 | 3 | CORE,RTR,F0 135.0,4P | CP10 | RB | Make | Active | C01 |  |  | 1 | 1 |  |  |  | EA |  | 1 | 100 | 1 | 1 | Date |  |  | 2016-03-03 11:18 |  |  | * | MCO-180571 | Operation Pull | SHF-G6 | SHF-G6.CR.BIN |  |  | 1 |  | 1 | [9 empty] | None | *
A050U395 | 4 | LAM,RTR,MAIN,F1 4P | LA10 | RAP | Buy | Active | G01 | Purchased item |  | 7 | 1 |  |  |  | KG |  | 15.684 | 100 | 1 | 15.684 | Date |  |  | 2016-03-03 11:18 |  |  | * | MCO-178006 | Operation Pull | SHC-G6 | SHC-G6.CR.BIN |  |  | 15.684 |  | 1 | [9 empty] | None | *
A050W503 | 4 | LAM,RTR,RTR DMP,F1 4P | SM10 | RAP | Buy | Active | F01 | Purchased item |  | 8 | 1 |  |  |  | EA |  | 2 | 100 | 1 | 2 | Date |  |  | 2016-03-03 11:18 |  |  | * | MCO-178006 | Bulk | SHC-G6 | SHC-G6.CR.BIN |  |  | 2 |  | 1 | [9 empty] | None | *
A051L131 | 4 | BAR,ROUND,AL 1050A,5.0,146 | DC10 | RAP | Buy | Active | F01 | Purchased item |  | 10 | 1 |  |  |  | EA |  | 16 | 100 | 1 | 16 | Date |  |  | 2016-03-03 11:18 |  |  | * | MCO-178006 | Bulk | STR-G6 | STR-G6.BIN.BIN |  |  | 16 |  | 1 | [9 empty] | None | *
A051L135 | 4 | BAR,RTR SUPRT,8.0x237.0 | AL10 | RAP | Buy | Active | D01 | Purchased item |  | 16 | 1 |  |  |  | EA |  | 4 | 100 | 1 | 4 | Date |  |  | 2016-03-03 11:18 |  |  | * | MCO-178006 | Bulk | STR-G6 | STR-G6.BIN.BIN |  |  | 4 |  | 1 | [9 empty] | None | *
- A052B268 | 3 | SET,INSUL,MAIN RTR,135.0 | SI10 | ID | Buy | Active | C01 |  |  | 2 | 1 |  |  |  | EA |  | 1 | 100 | 1 | 1 | Date |  |  | 2016-03-03 11:18 |  |  | * | MCO-180571 | Operation Pull | SHC-G6 | SHC-G6.WR.BIN |  |  | 1 |  | 1 | 15 | [8 empty] | None | *
- A051M051 | 4 | LINER,SLT,F1,135.0 | SI10 | RB | Buy | Active | G01 |  |  | 1 | 1 |  |  |  | EA |  | 8 | 100 | 1 | 8 | Date |  |  | 2015-12-03 13:06 |  |  | * | MCO-177964 | Bulk | STR-G6 | STR-G6.BIN.BIN |  |  | 8 |  | 1 | [9 empty] | None | *
031-10003 | 5 | N,P,N INSUL PAPER 3,7,3 | SI10 | ID | Buy | Active | 0 | Purchased item |  | 1 | 1 |  |  |  | KG |  | 0.00319 | 100 | 1 | 0.02552 | Date |  |  | 2015-10-19 09:27 |  |  | * | MCO-176465 | Operation Pull | SHC-G6 | SHC-G6.WS.BIN |  |  | 0.02552 |  | 1 | 4 | [8 empty] | None | *
- A052M047 | 4 | INSUL,RTR WEDGE,F1,0.0 | PL10 | RB | Buy | Active | D01 |  |  | 2 | 1 |  |  |  | EA |  | 8 | 100 | 1 | 8 | Date |  |  | 2015-06-24 12:34 |  |  | * | MCO-173067 | Operation Pull | SHC-G6 | SHC-G6.WR.BIN |  |  | 8 |  | 1 | [9 empty] | None | *
031-10003 | 5 | N,P,N INSUL PAPER 3,7,3 | SI10 | ID | Buy | Active | 0 | Purchased item |  | 1 | 1 |  |  |  | KG |  | 0.00145 | 100 | 1 | 0.0116 | Date |  |  | 2015-11-23 15:39 |  |  | * | MCO-177958 | Operation Pull | SHC-G6 | SHC-G6.WS.BIN |  |  | 0.0116 |  | 1 | 4 | [8 empty] | None | *
A050W505 | 3 | SPACER,RTR WDG,F1 | RU10 | RAP | Buy | Active | H01 | Purchased item |  | 3 | 1 |  |  |  | EA |  | 8 | 100 | 1 | 8 | Date |  |  | 2016-03-03 11:18 |  |  | * | MCO-180571 | Bulk | STR-G6 | STR-G6.BIN.BIN |  |  | 8 |  | 1 | 6 | [8 empty] | None | *
A050W684 | 3 | TUBE,INSUL,8.0,39,CLS-H | PL10 | RAP | Buy | Active | F01 |  |  | 4 | 1 |  |  |  | EA |  | 8 | 100 | 1 | 8 | Date |  |  | 2016-03-03 11:18 |  |  | * | MCO-180571 | Bulk | STR-G6 | STR-G6.BIN.BIN |  |  | 8 |  | 1 | 6 | [8 empty] | None | *
A051Y653 | 3 | SUPRT,RTR WDG,F1 | RU10 | RAP | Buy | Active | G01 |  |  | 5 | 1 |  |  |  | EA |  | 8 | 100 | 1 | 8 | Date |  |  | 2016-03-03 11:18 |  |  | * | MCO-180571 | Bulk | STR-G6 | STR-G6.BIN.BIN |  |  | 8 |  | 1 | 1 | [8 empty] | None | *
A050W867 | 3 | WEDGE,COIL RETNG,F1 | SM10 | RAP | Buy | Active | E01 |  |  | 6 | 1 |  |  |  | EA |  | 8 | 100 | 1 | 8 | Date |  |  | 2016-03-03 11:18 |  |  | * | MCO-180571 | Bulk | STR-G6 | STR-G6.BIN.BIN |  |  | 8 |  | 1 | [9 empty] | None | *
030-02001 | 3 | 4MM PTFE SLEEVING | SI10 | RAP | Buy | Active | 0 | Purchased item |  | 7 | 1 |  |  |  | M |  | 0.6 | 100 | 1 | 0.6 | Date |  |  | 2016-03-03 11:18 |  |  | * | MCO-180571 | Bulk | STR-G6 | STR-G6.BIN.BIN |  |  | 0.6 |  | 1 | 3 | [8 empty] | None | *
052-45020 | 3 | TIE 4.7X210 H,S SOFT8622,10003 | IM10 | ID | Buy | Active | 0 | Purchased item |  | 8 | 1 |  |  |  | EA |  | 18 | 100 | 1 | 18 | Date |  |  | 2016-03-03 11:18 |  |  | * | MCO-180571 | Bulk | STR-G6 | STR-G6.BIN.BIN |  |  | 18 |  | 1 | 48 | [8 empty] | None | *
030-01550 | 3 | 942 ACRYLIC BK 5MM SLEEVING | SI10 | RAP | Buy | Active | 0 | Purchased item |  | 9 | 1 |  |  |  | M |  | 0.11 | 100 | 1 | 0.11 | Date |  |  | 2016-03-03 11:18 |  |  | * | MCO-180571 | Bulk | STR-G6 | STR-G6.BIN.BIN |  |  | 0.11 |  | 1 | 3 | [8 empty] | None | *
A052W458 | 3 | TAPE,MASK,RECT | ST10 | RB | Buy | Active | C01 |  |  | 10 | 1 |  |  |  | M |  | 0.7 | 100 | 1 | 0.7 | Date |  |  | 2016-03-03 11:18 |  |  | * | MCO-180571 | Bulk | STR-G6 | STR-G6.BIN.BIN |  |  | 0.7 |  | 1 | [9 empty] | None | *
030-01549 | 3 | 942 ACRYLIC BK 4MM SLEEVING | SI10 | RAP | Buy | Active | 0 | Purchased item |  | 11 | 1 |  |  |  | M |  | 0.83 | 100 | 1 | 0.83 | Date |  |  | 2016-03-03 11:18 |  |  | * | MCO-180571 | Bulk | STR-G6 | STR-G6.BIN.BIN |  |  | 0.83 |  | 1 | 3 | [8 empty] | None | *
030-02671 | 3 | PPI 1026 TAPE 12MM X 66M BLACK | ST10 | RAP | Buy | Active | B01 | 15-1 Non Cummins |  | 12 | 1 |  |  |  | M |  | 0.3 | 100 | 1 | 0.3 | Date |  |  | 2016-03-03 11:18 |  |  | * | MCO-180571 | Bulk | STR-G6 | STR-G6.BIN.BIN |  |  | 0.3 |  | 1 | 1 | [8 empty] | None | *
003-09008 | 3 | PARCON PL16X11.0 | SO10 | RAP | Buy | Active | 0 | 15-1 Non Cummins |  | 13 | 1 |  |  |  | EA |  | 1 | 100 | 1 | 1 | Date |  |  | 2016-03-03 11:18 |  |  | * | MCO-180571 | Bulk | STR-G6 | STR-G6.BIN.BIN |  |  | 1 |  | 1 | 2 | [8 empty] | None | *
- 013-20032 | 3 | 2.36MM DIA DUALCOAT 200CU WIRE | CU10 | ID | Buy | Active | G01 | 15-1 Non Cummins |  | 14 | 1 |  |  |  | KG |  | 6.45 | 100 | 1 | 6.45 | Date |  |  | 2016-09-17 00:53 |  |  | * | MCO-187308 | Operation Pull | SHC-G6 | SHC-G6.WR.BIN |  |  | 6.45 |  | 1 | 7 | [8 empty] | None | *
001-1404 | 4 | 8MM DIA COPPER WIRE ROD | CU10 | ARJ | Buy | Active | 0 | Subassembly |  | 10 | 1 |  |  | NA | KG |  | 1 | 100 | 1 | 6.45 | Date |  |  | 2010-12-25 |  |  | * |  | Bulk |  | .. |  |  | 6.45 |  | 1 | [9 empty] | None | *
A048V003 | 4 | COAT,PROT | RE10 | ARJ | Buy | Active | A01 | Purchased item |  | 500 | 1 |  |  |  | KG |  | 0.08 | 100 | 1 | 0.516 | Date |  |  | 2014-03-05 09:16 |  |  | * | MCO-157275 | Bulk | STR-G6 | STR-G6.BULK.BIN |  |  | 0.516 |  | 1 | [9 empty] | None | *
A048V005 | 4 | COAT,PROT | RE10 | ARJ | Buy | Active | A01 | Purchased item |  | 501 | 1 |  |  |  | KG |  | 0.02 | 100 | 1 | 0.129 | Date |  |  | 2014-03-05 09:16 |  |  | * | MCO-157275 | Bulk | STR-G6 | STR-G6.BULK.BIN |  |  | 0.129 |  | 1 | [9 empty] | None | *
001-100263 | 3 | DR BECK RESIN FT 1052,90 K2 | RE10 | ID | Buy | Active | B01 | 15-1 Non Cummins |  | 15 | 1 |  |  |  | KG |  | 0.6 | 100 | 1 | 0.6 | Date |  |  | 2016-03-03 11:18 |  |  | * | MCO-180571 | Bulk | STR-G6 | STR-G6.BIN.BIN |  |  | 0.6 |  | 1 | 2 | [8 empty] | None | *
030-02652 | 3 | DILUENT M | RE10 | ID | Buy | Active | 0 | 15-1 Non Cummins |  | 16 | 1 |  |  |  | KG |  | 0.08 | 100 | 1 | 0.08 | Date |  |  | 2016-03-03 11:18 |  |  | * | MCO-180571 | Bulk | STR-G6 | STR-G6.BIN.BIN |  |  | 0.08 |  | 1 | 5 | [8 empty] | None | *
A052W468 | 3 | RESN,INSUL,NATURAL,POLYE | RE10 | RB | Buy | Active | C01 |  |  | 17 | 1 |  |  |  | KG |  | 0.001 | 100 | 1 | 0.001 | Date |  |  | 2016-03-03 11:18 |  |  | * | MCO-180571 | Bulk | STR-G6 | STR-G6.BIN.BIN |  |  | 0.001 |  | 1 | [9 empty] | None | *
- A052X626 | 2 | RTR COM PART,F1 1B E,F,G,J,4P | CP10 | RB | Make | Active | G01 |  |  | 2 | 20 |  |  |  | EA |  | 1 | 100 | 1 | 1 | Date |  |  | 2015-11-23 15:39 |  |  | * | MCO-178740 | Phantom |  | .. |  |  | 1 |  | 20 | [9 empty] | None | *
- 130-1413 | 3 | BC1 RECT ASSY(FWD) |  |  | Make | Active | H01 | Subassembly |  | 1 | 1 |  |  |  | EA |  | 1 | 100 | 1 | 1 | Date |  |  | 2015-10-31 13:02 |  |  | * | MCO-177557 | Phantom |  | .. |  |  | 1 |  | 1 | [9 empty] | None | *
130-20601 | 4 | BC1 RECTIFIER MOULDING | RU10 | RAP | Buy | Active | 0 | Purchased item |  | 1 | 1 |  |  | 130_20601_01_K | EA |  | 1 | 100 | 1 | 1 | Date |  |  | 2016-09-29 00:58 |  |  | * | MCO-181877 | Bulk | STR-G6 | STR-G6.BIN.BIN |  |  | 1 |  | 1 | 1 | [5 empty] | * |  |  | None | *
130-20600 | 4 | BC1 RECTIFIER FIN | SM10 | RAP | Buy | Active | E01 | Purchased item |  | 2 | 1 |  |  | NA | EA |  | 1 | 100 | 1 | 1 | Date |  |  | 2016-09-29 00:58 |  |  | * | MCO-181877 | Bulk | STR-G6 | STR-G6.BIN.BIN |  |  | 1 |  | 1 | 4 | [5 empty] | * |  |  | None | *
073-50032 | 4 | DIODE STUD (C) 25A,800V | EL10 | RAP | Buy | Active | 0 | Purchased item |  | 3 | 1 |  |  | SS 31021 R | EA |  | 3 | 100 | 1 | 3 | Date |  |  | 2016-09-29 00:58 |  |  | * | MCO-181877 | Bulk | STR-G6 | STR-G6.BULK.BIN |  |  | 3 |  | 1 | 3 | [5 empty] | * |  |  | None | *
001-1046 | 4 | HEAT SINK COMPOUND 100GMS TUBE | HA10 | RAP | Buy | Active | 0 | Purchased item |  | 14 | 1 |  |  | NA | G |  | 0.5 | 100 | 1 | 0.5 | Date |  |  | 2016-09-29 00:58 |  |  | * | MCO-181877 | Bulk | STR-G6 | STR-G6.BIN.BIN |  |  | 0.5 |  | 1 | 5 | [5 empty] | * |  |  | None | *
- 130-1414 | 3 | BC1 RECT ASSY(REV) |  |  | Make | Active | H01 | Subassembly |  | 2 | 1 |  |  |  | EA |  | 1 | 100 | 1 | 1 | Date |  |  | 2015-10-31 13:02 |  |  | * | MCO-177557 | Phantom |  | .. |  |  | 1 |  | 1 | [9 empty] | None | *
130-20601 | 4 | BC1 RECTIFIER MOULDING | RU10 | RAP | Buy | Active | 0 | Purchased item |  | 1 | 1 |  |  | 130_20601_01_K | EA |  | 1 | 100 | 1 | 1 | Date |  |  | 2016-09-29 00:51 |  |  | * | MCO-181877 | Bulk | STR-G6 | STR-G6.BIN.BIN |  |  | 1 |  | 1 | 1 | [5 empty] | * |  |  | None | *
130-20600 | 4 | BC1 RECTIFIER FIN | SM10 | RAP | Buy | Active | E01 | Purchased item |  | 2 | 1 |  |  | NA | EA |  | 1 | 100 | 1 | 1 | Date |  |  | 2016-09-29 00:51 |  |  | * | MCO-181877 | Bulk | STR-G6 | STR-G6.BIN.BIN |  |  | 1 |  | 1 | 4 | [5 empty] | * |  |  | None | *
073-50033 | 4 | DIODE STUD (A) 25A,800V | EL10 | RAP | Buy | Active | 0 | Purchased item |  | 4 | 1 |  |  | SS 31021 R | EA |  | 3 | 100 | 1 | 3 | Date |  |  | 2016-09-29 00:51 |  |  | * | MCO-181877 | Bulk | STR-G6 | STR-G6.BULK.BIN |  |  | 3 |  | 1 | 3 | [5 empty] | * |  |  | None | *
001-1046 | 4 | HEAT SINK COMPOUND 100GMS TUBE | HA10 | RAP | Buy | Active | 0 | Purchased item |  | 14 | 1 |  |  | NA | G |  | 0.5 | 100 | 1 | 0.5 | Date |  |  | 2016-09-29 00:51 |  |  | * | MCO-181877 | Bulk | STR-G6 | STR-G6.BIN.BIN |  |  | 0.5 |  | 1 | 5 | [5 empty] | * |  |  | None | *
130-20602 | 3 | BC1 RECTIFIER WASHER | PL10 | RAP | Buy | Active | 0 | Purchased item |  | 3 | 1 |  |  |  | EA |  | 4 | 100 | 1 | 4 | Date |  |  | 2015-09-29 12:20 |  |  | * | MCO-173105 | Bulk | STR-G6 | STR-G6.BIN.BIN |  |  | 4 |  | 1 | 5 | [8 empty] | None | *
029-63002 | 3 | 5.5X12.5X1 PL WASHER | HA10 | KPY | Buy | Active | D01 | 15-1 Non Cummins |  | 4 | 1 |  |  |  | EA |  | 4 | 100 | 1 | 4 | Date |  |  | 2016-03-11 10:23 |  |  | * | MCO-182019 | Bulk | STR-G6 | STR-G6.BULK.BIN |  |  | 4 |  | 1 | [9 empty] | None | *
028-31506 | 3 | M5 SC LOCKWASHER SZP | HA10 | RAP | Buy | Active | 0 | 15-1 Non Cummins |  | 5 | 1 |  |  |  | EA |  | 6 | 100 | 1 | 6 | Date |  |  | 2015-10-31 13:02 |  |  | * | MCO-177557 | Bulk | STR-G6 | STR-G6.BIN.BIN |  |  | 6 |  | 1 | 4 | [8 empty] | None | *
001-08104 | 3 | 10UNF X1,2" HEX HD SCR BZP | HA10 | RAP | Buy | Active | 0 | 15-1 Non Cummins |  | 6 | 1 |  |  |  | EA |  | 2 | 100 | 1 | 2 | Date |  |  | 2015-10-31 13:02 |  |  | * | MCO-177557 | Bulk | STR-G6 | STR-G6.BIN.BIN |  |  | 2 |  | 1 | 4 | [8 empty] | None | *
001-08103 | 3 | 10UNF X3,8" HEX HD SCR BZP | HA10 | RAP | Buy | Active | 0 | 15-1 Non Cummins |  | 7 | 1 |  |  |  | EA |  | 2 | 100 | 1 | 2 | Date |  |  | 2015-10-31 13:02 |  |  | * | MCO-177557 | Bulk | STR-G6 | STR-G6.BIN.BIN |  |  | 2 |  | 1 | 4 | [8 empty] | None | *
001-58110 | 3 | 10UNF X1,1,4" HEX HD SCR SZP | HA10 | RAP | Buy | Active | 0 | 15-1 Non Cummins |  | 8 | 1 |  |  |  | EA |  | 2 | 100 | 1 | 2 | Date |  |  | 2015-10-31 13:02 |  |  | * | MCO-177557 | Bulk | STR-G6 | STR-G6.BIN.BIN |  |  | 2 |  | 1 | 4 | [8 empty] | None | *
130-20718 | 3 | CLAMPING SPACER | MC10 | RAP | Buy | Active | 0 | Purchased item |  | 9 | 1 |  |  |  | EA |  | 2 | 100 | 1 | 2 | Date |  |  | 2015-10-31 13:02 |  |  | * | MCO-177557 | Bulk | STR-G6 | STR-G6.BIN.BIN |  |  | 2 |  | 1 | 1 | [8 empty] | None | *
052-45011 | 3 | TIE 7.0 X 378 | HA10 | RAP | Buy | Active | 0 | 15-1 Non Cummins |  | 11 | 1 |  |  |  | EA |  | 2 | 100 | 1 | 2 | Date |  |  | 2015-10-31 13:02 |  |  | * | MCO-177557 | Bulk | STR-G6 | STR-G6.BIN.BIN |  |  | 2 |  | 1 | 2 | [8 empty] | None | *
030-04027 | 3 | CABLE SLEEVE C50 X 20MM BLK | CA10 |  | Buy | Active | 0 | Purchased item |  | 12 | 1 |  |  |  | EA |  | 2 | 100 | 1 | 2 | Date |  |  | 2015-10-31 13:02 |  |  | * | MCO-177557 | Bulk | STR-G6 | STR-G6.BULK.BIN |  |  | 2 |  | 1 | [9 empty] | None | *
003-08867 | 3 | M4 RTERM RD 2-342103-1(X2.5K) | SO10 | RAP | Buy | Active | 0 | 15-1 Non Cummins |  | 15 | 1 |  |  |  | EA |  | 2 | 100 | 1 | 2 | Date |  |  | 2016-03-11 10:23 |  |  | * | MCO-182019 | Bulk | STR-G6 | STR-G6.BIN.BIN |  |  | 2 |  | 1 | 2 | [8 empty] | None | *
A054H477 | 3 | WASHER,FLAT,M5 | HA10 | RAP | Buy | Active | D01 |  |  | 16 | 1 |  |  |  | EA |  | 1 | 100 | 1 | 1 | Date |  |  | 2016-10-06 00:21 |  |  | * | MCO-187246 | Bulk | SHC-G6 | SHC-G6.AA.BIN |  |  | 1 |  | 1 | [9 empty] | None | *
A052P022 | 3 | WEIGHT,BALANCE,6G | SM10 | RAP | Buy | Active | F01 |  |  | 17 | 1 |  |  |  | EA |  | 1 | 100 | 1 | 1 | Date |  |  | 2016-04-11 09:10 |  |  | * | MCO-183858 | Bulk | STR-G6 | STR-G6.BIN.BIN |  |  | 1 |  | 1 | [9 empty] | None | *
A052P024 | 3 | WEIGHT,BALANCE,12G | SM10 | RAP | Buy | Active | F01 | Purchased item |  | 18 | 1 |  |  |  | EA |  | 1 | 100 | 1 | 1 | Date |  |  | 2016-04-11 09:10 |  |  | * | MCO-183858 | Bulk | STR-G6 | STR-G6.BIN.BIN |  |  | 1 |  | 1 | [9 empty] | None | *
029-61106 | 3 | M5 PL WASHER SZP | HA10 | RAP | Buy | Active | B01 | 15-1 Non Cummins |  | 19 | 1 |  |  |  | EA |  | 4 | 100 | 1 | 4 | Date |  |  | 2018-04-30 00:19 |  |  | * | MCO-203353 | Bulk | STR-G6 | STR-G6.BIN.BIN |  |  | 4 |  | 1 | 4 | [8 empty] | None | *
016-40617 | 3 | M5X20 HEX HD SCR SZP | HA10 | RAP | Buy | Active | 0 | 15-1 Non Cummins |  | 20 | 1 |  |  |  | EA |  | 2 | 100 | 1 | 2 | Date |  |  | 2016-04-11 09:10 |  |  | * | MCO-183858 | Bulk | STR-G6 | STR-G6.BIN.BIN |  |  | 2 |  | 1 | 4 | [8 empty] | None | *
006-01031 | 3 | M5 NYLOC NUT | HA10 | RAP | Buy | Active | 0 | 15-1 Non Cummins |  | 21 | 1 |  |  |  | EA |  | 2 | 100 | 1 | 2 | Date |  |  | 2016-04-11 09:10 |  |  | * | MCO-183858 | Bulk | STR-G6 | STR-G6.BIN.BIN |  |  | 2 |  | 1 | 4 | [8 empty] | None | *
001-1048 | 3 | M-SEAL | HA10 | RAP | Buy | Active | 0 | 15-1 Non Cummins |  | 22 | 1 |  |  |  | G |  | 40 | 100 | 1 | 40 | Date |  |  | 2016-04-11 09:10 |  |  | * | MCO-183858 | Bulk | STR-G6 | STR-G6.BIN.BIN |  |  | 40 |  | 1 | 1 | [8 empty] | None | *
- A052F473 | 3 | FAN,F1,CTRF298 CW | PL10 | RB | Buy | Active | G01 |  |  | 10 | 20 |  |  |  | EA |  | 1 | 100 | 1 | 1 | Date |  |  | 2015-10-31 13:02 |  |  | * | MCO-177557 | Operation Pull | SHC-G6 | SHC-G6.AA.BIN |  |  | 1 |  | 20 | [9 empty] | None | *
A052F464 | 4 | HUB,FAN,F1 | AL10 | RB | Buy | Active | G01 |  |  | 1 | 1 |  |  |  | EA |  | 1 | 100 | 1 | 1 | Date |  |  | 2015-06-04 10:59 |  |  | * | MCO-170459 | Bulk | SHC-G6 | SHC-G6.AA.BIN |  |  | 1 |  | 1 | [9 empty] | None | *
A052H320 | 4 | FAN,F0,1,CTRF295 | PL10 | RB | Buy | Active | H01 |  |  | 2 | 1 |  |  |  | EA |  | 1 | 100 | 1 | 1 | Date |  |  | 2015-06-04 10:59 |  |  | * | MCO-170459 | Bulk | SHC-G6 | SHC-G6.AA.BIN |  |  | 1 |  | 1 | [9 empty] | None | *
A052H317 | 4 | RING,BALANCE,F1,DE | PL10 | RB | Buy | Active | G01 |  |  | 3 | 1 |  |  |  | EA |  | 1 | 100 | 1 | 1 | Date |  |  | 2015-11-06 13:02 |  |  | * | MCO-176833 | Bulk | SHC-G6 | SHC-G6.AA.BIN |  |  | 1 |  | 1 | [9 empty] | None | *
- 190-1041 | 3 | P0 WND EX RTR 25MM | EX10 | RB | Buy | Active | 0 | Purchased item |  | 13 | 20 |  |  |  | EA |  | 1 | 100 | 1 | 1 | Date |  |  | 2015-10-31 13:02 |  |  | * | MCO-177557 | Operation Pull | SHC-G6 | SHC-G6.AA.BIN |  |  | 1 |  | 20 | 4 | [8 empty] | None | *
120-1014 | 4 | EX RTR CORE 25MM |  |  | Buy | Active | 0 | Purchased item |  | 10 | 1 |  |  | DL15-10038 L | EA |  | 1 | 100 | 1 | 1 | Date |  |  | 2010-12-25 |  |  | * |  | Phantom |  | .. |  |  | 1 |  | 1 | [9 empty] | None
- 120W1016 | 4 | 25MM EXC RTR INSU SET |  |  | Buy | Active | 0 | Kit |  | 20 | 1 |  |  | NA | EA |  | 1 | 100 | 1 | 1 | Date |  |  | 2010-12-25 |  |  | * |  | Operation Pull |  | .. |  |  | 1 |  | 1 | [9 empty] | None | *
- 130-21757 | 5 | BC EXC RTR SLOT LINER |  |  | Make | Active | 0 | Phantom item |  | 10 | 1 |  |  | CD-20891/2 | EA |  | 1 | 100 | 1 | 1 | Date |  |  | 2010-12-25 |  |  | * |  | Phantom |  | .. |  |  | 1 |  | 1 | [9 empty] | None | *
031-10003 | 6 | N,P,N INSUL PAPER 3,7,3 | SI10 | ID | Buy | Active | 0 | Purchased item |  | 10 | 1 |  |  | CGN A 113 A | KG |  | 0.025 | 100 | 1 | 0.025 | Date |  |  | 2010-12-25 |  |  | * |  | Operation Pull | SHC-G6 | SHC-G6.WS.BIN |  |  | 0.025 |  | 1 | 4 | [8 empty] | None | *
031-20550 | 5 | UC,BCI 25MM CORE WEDGE |  |  | Buy | Active | 0 | Purchased item |  | 20 | 1 |  |  | SS27116/3 F | EA |  | 30 | 100 | 1 | 30 | Date |  |  | 2010-12-25 |  |  | * |  | Phantom |  | .. |  |  | 30 |  | 1 | [9 empty] | None
- 013-20063 | 4 | 0.9 DIA DUAL CU WIRE | CU10 | ID | Buy | Active | G01 | 15-1 Non Cummins |  | 30 | 1 |  |  | CD25313/01/E | KG |  | 0.78 | 100 | 1 | 0.78 | Date |  |  | 2010-12-25 |  |  | * |  | Operation Pull | SHC-G6 | SHC-G6.WS.BIN |  |  | 0.78 |  | 1 | 7 | [8 empty] | None | *
001-1404 | 5 | 8MM DIA COPPER WIRE ROD | CU10 | ARJ | Buy | Active | 0 | Subassembly |  | 10 | 1 |  |  | NA | KG |  | 1 | 100 | 1 | 0.78 | Date |  |  | 2010-12-25 |  |  | * |  | Bulk |  | .. |  |  | 0.78 |  | 1 | [9 empty] | None | *
A048V003 | 5 | COAT,PROT | RE10 | ARJ | Buy | Active | A01 | Purchased item |  | 500 | 1 |  |  |  | KG |  | 0.08 | 100 | 1 | 0.0624 | Date |  |  | 2014-03-05 09:15 |  |  | * | MCO-157275 | Bulk | STR-G6 | STR-G6.BULK.BIN |  |  | 0.0624 |  | 1 | [9 empty] | None | *
A048V005 | 5 | COAT,PROT | RE10 | ARJ | Buy | Active | A01 | Purchased item |  | 501 | 1 |  |  |  | KG |  | 0.02 | 100 | 1 | 0.0156 | Date |  |  | 2014-03-05 09:15 |  |  | * | MCO-157275 | Bulk | STR-G6 | STR-G6.BULK.BIN |  |  | 0.0156 |  | 1 | [9 empty] | None | *
003-09007 | 4 | PARCON PL10X9.5 | SO10 | RAP | Buy | Active | 0 | Purchased item |  | 40 | 1 |  |  | SS 27252/02 A | EA |  | 3 | 100 | 1 | 3 | Date |  |  | 2010-12-25 |  |  | * |  | Operation Pull | STR-G6 | STR-G6.BIN.BIN |  |  | 3 |  | 1 | 3 | [8 empty] | None | *
003-09102 | 4 | BUTTCON BT10 (C8) | SO10 | RAP | Buy | Active | 0 | 15-1 Non Cummins |  | 50 | 1 |  |  | SS 27254/02 F | EA |  | 1 | 100 | 1 | 1 | Date |  |  | 2010-12-25 |  |  | * |  | Bulk | STR-G6 | STR-G6.BIN.BIN |  |  | 1 |  | 1 | 2 | [8 empty] | None | *
030-01549 | 4 | 942 ACRYLIC BK 4MM SLEEVING | SI10 | RAP | Buy | Active | 0 | Purchased item |  | 60 | 1 |  |  | VSHR-9ZG8E5-CGT for BC 464 is Approved | M |  | 1 | 100 | 1 | 1 | Date |  |  | 2010-12-25 |  |  | * |  | Bulk | STR-G6 | STR-G6.BIN.BIN |  |  | 1 |  | 1 | 3 | [8 empty] | None | *
- 210-10514 | 4 | SC2,3 UC22,27 EXC RTR CABLE |  |  | Make | Active | 0 | Subassembly |  | 70 | 1 |  |  | CD20220/1 J | EA |  | 1 | 100 | 1 | 1 | Date |  |  | 2010-12-25 |  |  | * |  | Phantom |  | .. |  |  | 1 |  | 1 | [9 empty] | None | *
040-50050 | 5 | HT CBLE 1MM2 32,.2(19,.25 .93) | CA10 | ID | Buy | Active | 0 | 15-1 Non Cummins |  | 10 | 1 |  |  | SS 27430/02 L | M |  | 1.92 | 100 | 1 | 1.92 | Date |  |  | 2010-12-25 |  |  | * |  | Bulk | STR-G6 | STR-G6.BIN.BIN |  |  | 1.92 |  | 1 | 58 | [8 empty] | None | *
001-100263 | 4 | DR BECK RESIN FT 1052,90 K2 | RE10 | ID | Buy | Active | B01 | 15-1 Non Cummins |  | 80 | 1 |  |  | MP08008_A | KG |  | 0.178 | 100 | 1 | 0.178 | Date |  |  | 2010-12-25 |  |  | * |  | Bulk | STR-G6 | STR-G6.BIN.BIN |  |  | 0.178 |  | 1 | 2 | [8 empty] | None | *
030-02652 | 4 | DILUENT M | RE10 | ID | Buy | Active | 0 | 15-1 Non Cummins |  | 90 | 1 |  |  | NA | KG |  | 0.023 | 100 | 1 | 0.023 | Date |  |  | 2010-12-25 |  |  | * |  | Bulk | STR-G6 | STR-G6.BIN.BIN |  |  | 0.023 |  | 1 | 5 | [8 empty] | None | *
030-02590 | 4 | VIDACORD BP DIA 1.6MM | SI10 | ID | Buy | Active | 0 | 15-1 Non Cummins |  | 100 | 1 |  |  | SS-27314 G | M |  | 4.5 | 100 | 1 | 4.5 | Date |  |  | 2010-12-25 |  |  | * |  | Bulk | STR-G6 | STR-G6.BIN.BIN |  |  | 4.5 |  | 1 | 4 | [8 empty] | None | *
030-02653 | 4 | EIP5070 RESIN | RE10 | ID | Buy | Active | 0 | 15-1 Non Cummins |  | 110 | 1 |  |  | NA | KG |  | 0.001 | 100 | 1 | 0.001 | Date |  |  | 2010-12-25 |  |  | * |  | Bulk | STR-G6 | STR-G6.BIN.BIN |  |  | 0.001 |  | 1 | 5 | [8 empty] | None | *
030-02671 | 4 | PPI 1026 TAPE 12MM X 66M BLACK | ST10 | RAP | Buy | Active | B01 | 15-1 Non Cummins |  | 120 | 1 |  |  | SS 27345_02_G | M |  | 0.3 | 100 | 1 | 0.3 | Date |  |  | 2010-12-25 |  |  | * |  | Bulk | STR-G6 | STR-G6.BIN.BIN |  |  | 0.3 |  | 1 | 1 | [8 empty] | None | *
- 110-10461 | 4 | PC,SC1,2,3 BC1 EXC RTR CABLE |  |  | Buy | Active | 0 | Purchased item |  | 130 | 1 |  |  | NA | EA |  | 1 | 100 | 1 | 1 | Date |  |  | 2010-12-25 |  |  | * |  | Phantom |  | .. |  |  | 1 |  | 1 | [9 empty] | None
040-50050 | 5 | HT CBLE 1MM2 32,.2(19,.25 .93) | CA10 | ID | Buy | Active | 0 | 15-1 Non Cummins |  | 10 | 1 |  |  | SS 27430/02 L | M |  | 1.68 | 100 | 1 | 1.68 | Date |  |  | 2010-12-25 |  |  | * |  | Bulk | STR-G6 | STR-G6.BIN.BIN |  |  | 1.68 |  | 1 | 58 | [8 empty] | None | *
A051A092 | 3 | BRG,BALL,SLD6305-2RS1 | BE10 | SGT | Buy | Active | B01 | Purchased item |  | 14 | 20 |  |  |  | EA |  | 1 | 100 | 1 | 1 | Date |  |  | 2015-10-31 13:02 |  |  | * | MCO-177557 | Bulk | BULK-G6 | BULK-G6.BIN.BIN |  |  | 1 |  | 20 | [9 empty] | None | *
A051K984 | 2 | SHAFT,B 1B,4P | SH10 | RB | Buy | Active | H01 |  |  | 3 | 20 |  |  |  | EA |  | 1 | 100 | 1 | 1 | Date |  |  | 2015-11-23 15:39 |  |  | * | MCO-178740 | Operation Pull | SHC-G6 | SHC-G6.AA.BIN |  |  | 1 |  | 20 | [9 empty] | None | *
- A054P306 | 1 | STR,F1,G,3112-,4P WITH GELCOAT | WS10 |  | Make | Active | C01 | Phantom item |  | 2020 | 10 |  |  |  | EA |  | 1 | 100 | 1 | 1 | Date |  |  | 2018-06-19 18:11 |  |  | * |  | Operation Pull | SHF-G6 | SHF-G6.WS.BIN |  |  | 1 |  | 10 | [9 empty] | None | *
- A051Y118 | 2 | STR,F1,G,311,4P | SM10 | RB | Make | Active | H01 | Phantom item |  | 1 | 1 |  |  |  | EA |  | 1 | 100 | 1 | 1 | Date |  |  | 2016-12-16 00:42 |  |  | * | MCO-192110 | Operation Pull | SHF-G6 | SHF-G6.WS.BIN |  |  | 1 |  | 1 | [9 empty] | None | *
- A052S740 | 3 | HARN,ELEC,F1,OUTPUT | EL10 | RB | Make | Active | C01 |  |  | 13 | 1 |  |  |  | EA |  | 1 | 100 | 1 | 1 | Date |  |  | 2016-11-12 00:25 |  |  | * | MCO-190070 | Phantom |  | .. |  |  | 1 |  | 1 | [9 empty] | None | *
040-50052 | 4 | HT CBLE BK 2.5MM2 50,.25 | CA10 | ID | Buy | Active | 0 | 15-1 Non Cummins |  | 1 | 1 |  |  |  | M |  | 13 | 100 | 1 | 13 | Date |  |  | 2015-12-03 13:06 |  |  | * | MCO-178401 | Bulk | STR-G6 | STR-G6.BIN.BIN |  |  | 13 |  | 1 | 58 | [8 empty] | None | *
- 450-16361 | 4 | SLEEVE | ST10 | KPY | Buy | Active | B01 | Purchased item |  | 2 | 1 |  |  |  | EA |  | 1 | 100 | 1 | 1 | Date |  |  | 2015-12-03 13:06 |  |  | * | MCO-178401 | Bulk | STR-G6 | STR-G6.BIN.BIN |  |  | 1 |  | 1 | 3 | [8 empty] | None | *
030-04316 | 5 | 9,5 DIA H,S MKR SLEEVE U1 T1 |  |  | Buy | Active | 0 | Purchased item |  | 10 | 1 |  |  | SS-27184_05_B | EA |  | 1 | 100 | 1 | 1 | Date |  |  | 2010-12-25 |  |  | * |  | Phantom |  | .. |  |  | 1 |  | 1 | [9 empty] | None
030-04317 | 5 | 9,5 DIA H,S MKR SLEEVE U2 T4 |  |  | Buy | Active | 0 | Purchased item |  | 20 | 1 |  |  | SS-27184_05_B | EA |  | 1 | 100 | 1 | 1 | Date |  |  | 2010-12-25 |  |  | * |  | Phantom |  | .. |  |  | 1 |  | 1 | [9 empty] | None
030-04318 | 5 | 9,5 DIA H,S MKR SLEEVE U5 T7 |  |  | Buy | Active | 0 | Purchased item |  | 30 | 1 |  |  | SS-27184_05_B | EA |  | 1 | 100 | 1 | 1 | Date |  |  | 2010-12-25 |  |  | * |  | Phantom |  | .. |  |  | 1 |  | 1 | [9 empty] | None
030-04319 | 5 | 9,5 DIA H,S MKR SLEEVE U6 T10 |  |  | Buy | Active | 0 | Purchased item |  | 40 | 1 |  |  | SS-27184_05_B | EA |  | 1 | 100 | 1 | 1 | Date |  |  | 2010-12-25 |  |  | * |  | Phantom |  | .. |  |  | 1 |  | 1 | [9 empty] | None
030-04320 | 5 | 9,5 DIA H,S MKR SLEEVE V1 T2 |  |  | Buy | Active | 0 | Purchased item |  | 50 | 1 |  |  | SS-27184_05_B | EA |  | 1 | 100 | 1 | 1 | Date |  |  | 2010-12-25 |  |  | * |  | Phantom |  | .. |  |  | 1 |  | 1 | [9 empty] | None
030-04321 | 5 | V2T5 HEAT SHRINK CBL MARKER |  |  | Buy | Active | 0 | Purchased item |  | 60 | 1 |  |  | SS-27184_05_B | EA |  | 1 | 100 | 1 | 1 | Date |  |  | 2010-12-25 |  |  | * |  | Bulk |  | .. |  |  | 1 |  | 1 | [9 empty] | None | *
030-04322 | 5 | 9,5 DIA H,S MKR SLEEVE V5 T8 |  |  | Buy | Active | 0 | Purchased item |  | 70 | 1 |  |  | SS-27184_05_B | EA |  | 1 | 100 | 1 | 1 | Date |  |  | 2010-12-25 |  |  | * |  | Phantom |  | .. |  |  | 1 |  | 1 | [9 empty] | None
030-04323 | 5 | 9,5 DIA H,S MKR SLEEVE V6 T11 |  |  | Buy | Active | 0 | Purchased item |  | 80 | 1 |  |  | SS-27184_05_B | EA |  | 1 | 100 | 1 | 1 | Date |  |  | 2010-12-25 |  |  | * |  | Phantom |  | .. |  |  | 1 |  | 1 | [9 empty] | None
030-04324 | 5 | 9,5 DIA H,S MKR SLEEVE W1 T3 |  |  | Buy | Active | 0 | Purchased item |  | 90 | 1 |  |  | SS-27184_05_B | EA |  | 1 | 100 | 1 | 1 | Date |  |  | 2010-12-25 |  |  | * |  | Phantom |  | .. |  |  | 1 |  | 1 | [9 empty] | None
030-04325 | 5 | 9,5 DIA H,S MKR SLEEVE W2 T6 |  |  | Buy | Active | 0 | Purchased item |  | 100 | 1 |  |  | SS-27184_05_B | EA |  | 1 | 100 | 1 | 1 | Date |  |  | 2010-12-25 |  |  | * |  | Phantom |  | .. |  |  | 1 |  | 1 | [9 empty] | None
030-04326 | 5 | 9,5 DIA H,S MKR SLEEVE W5 T9 |  |  | Buy | Active | 0 | Purchased item |  | 110 | 1 |  |  | SS-27184_05_B | EA |  | 1 | 100 | 1 | 1 | Date |  |  | 2010-12-25 |  |  | * |  | Phantom |  | .. |  |  | 1 |  | 1 | [9 empty] | None
030-04327 | 5 | 9,5 DIA H,S MKR SLEEVE W6 T12 | ST10 | MJ | Buy | Active | 0 | Purchased item |  | 120 | 1 |  |  | SS-27184_05_B | EA |  | 1 | 100 | 1 | 1 | Date |  |  | 2010-12-25 |  |  | * |  | Bulk | STR-G6 | STR-G6.ARROW.BIN |  |  | 1 |  | 1 | [9 empty] | None | *
003-08904 | 4 | INS TERM 12 DIA PALM FPCR5-6 | SO10 | VCG | Buy | Active | B01 | Purchased item |  | 3 | 1 |  |  |  | EA |  | 12 | 100 | 1 | 12 | Date |  |  | 2015-12-03 13:06 |  |  | * | MCO-178401 | Bulk | STR-G6 | STR-G6.BIN.BIN |  |  | 12 |  | 1 | [9 empty] | None | *
030-02629 | 3 | RESIN DOBECKAN FT1080,85,K | RE10 | ID | Buy | Active | B01 | Purchased item |  | 4 | 10 |  |  |  | KG |  | 0.26875 | 100 | 1 | 0.26875 | Date |  |  | 2015-12-03 13:06 |  |  | * | MCO-178800 | Bulk | STR-G6 | STR-G6.BIN.BIN |  |  | 0.26875 |  | 10 | 5 | [8 empty] | None | *
A052W468 | 3 | RESN,INSUL,NATURAL,POLYE | RE10 | RB | Buy | Active | C01 |  |  | 5 | 10 |  |  |  | KG |  | 0.002 | 100 | 1 | 0.002 | Date |  |  | 2015-12-03 13:06 |  |  | * | MCO-178800 | Bulk | STR-G6 | STR-G6.BIN.BIN |  |  | 0.002 |  | 10 | [9 empty] | None | *
030-02652 | 3 | DILUENT M | RE10 | ID | Buy | Active | 0 | 15-1 Non Cummins |  | 6 | 10 |  |  |  | KG |  | 0.001 | 100 | 1 | 0.001 | Date |  |  | 2015-12-03 13:06 |  |  | * | MCO-178800 | Bulk | STR-G6 | STR-G6.BIN.BIN |  |  | 0.001 |  | 10 | 5 | [8 empty] | None | *
- A051L198 | 3 | CORE,STR,F1,135.0,36SL | CP10 | RB | Buy | Active | D01 |  |  | 1 | 20 |  |  |  | EA |  | 1 | 100 | 1 | 1 | Date |  |  | 2015-12-03 13:06 |  |  | * | MCO-178800 | Operation Pull | SHF-G6 | SHF-G6.CS.BIN |  |  | 1 |  | 20 | [9 empty] | None | *
A050U393 | 4 | LAM,STR,MAIN,F1 4P,36SL | LA10 | KG | Buy | Active | G01 | Purchased item |  | 1 | 1 |  |  |  | KG |  | 24.52 | 100 | 1 | 24.52 | Date |  |  | 2016-08-20 00:33 |  |  | * | MCO-187288 | Operation Pull | SHC-G6 | SHC-G6.CS.BIN |  |  | 24.52 |  | 1 | [9 empty] | None | *
- A052C279 | 3 | SET,INSUL,MAIN STR,135.0,36SL | SI10 | ID | Buy | Active | D01 |  |  | 2 | 20 |  |  |  | EA |  | 1 | 100 | 1 | 1 | Date |  |  | 2015-12-03 13:06 |  |  | * | MCO-178800 | Operation Pull | SHC-G6 | SHC-G6.WS.BIN |  |  | 1 |  | 20 | 15 | [8 empty] | None | *
- A052C117 | 4 | LINER,SLT,F1,135.0 | SI10 | KG | Buy | Active | F01 |  |  | 1 | 1 |  |  |  | EA |  | 36 | 100 | 1 | 36 | Date |  |  | 2015-12-03 13:06 |  |  | * | MCO-177964 | Bulk | STR-G6 | STR-G6.BIN.BIN |  |  | 36 |  | 1 | [9 empty] | None | *
031-10003 | 5 | N,P,N INSUL PAPER 3,7,3 | SI10 | ID | Buy | Active | 0 | Purchased item |  | 1 | 1 |  |  |  | KG |  | 0.00269 | 100 | 1 | 0.09684 | Date |  |  | 2015-11-23 15:39 |  |  | * | MCO-177958 | Operation Pull | SHC-G6 | SHC-G6.WS.BIN |  |  | 0.09684 |  | 1 | 4 | [8 empty] | None | *
- A052C152 | 4 | CLOSURE,SLT,F1,135.0 | SI10 | KG | Buy | Active | F01 |  |  | 2 | 1 |  |  |  | EA |  | 36 | 100 | 1 | 36 | Date |  |  | 2015-12-03 13:06 |  |  | * | MCO-177964 | Bulk | STR-G6 | STR-G6.BIN.BIN |  |  | 36 |  | 1 | [9 empty] | None | *
031-10008 | 5 | N,P INSUL PAPER 5,10 | SI10 | ID | Buy | Active | 0 | Purchased item |  | 1 | 1 |  |  |  | KG |  | 0.00127 | 100 | 1 | 0.04572 | Date |  |  | 2015-11-23 15:39 |  |  | * | MCO-177958 | Operation Pull | SHC-G6 | SHC-G6.CS.BIN |  |  | 0.04572 |  | 1 | 4 | [8 empty] | None | *
- A052C182 | 4 | SEPRATR,SLT | SI10 | KG | Buy | Active | F01 | Purchased item |  | 3 | 1 |  |  |  | EA |  | 36 | 100 | 1 | 36 | Date |  |  | 2015-12-03 13:06 |  |  | * | MCO-177964 | Bulk | STR-G6 | STR-G6.BIN.BIN |  |  | 36 |  | 1 | [9 empty] | None | *
031-10008 | 5 | N,P INSUL PAPER 5,10 | SI10 | ID | Buy | Active | 0 | Purchased item |  | 1 | 1 |  |  |  | KG |  | 0.00165 | 100 | 1 | 0.0594 | Date |  |  | 2015-11-23 15:39 |  |  | * | MCO-177958 | Operation Pull | SHC-G6 | SHC-G6.CS.BIN |  |  | 0.0594 |  | 1 | 4 | [8 empty] | None | *
- A051M367 | 4 | PAD,PH,F1,MAIN STR,130.0 | PL10 | RB | Buy | Active | G01 | Purchased item |  | 4 | 1 |  |  |  | EA |  | 24 | 100 | 1 | 24 | Date |  |  | 2015-12-03 13:06 |  |  | * | MCO-177964 | Bulk | STR-G6 | STR-G6.BIN.BIN |  |  | 24 |  | 1 | [9 empty] | None | *
031-10011 | 5 | N,P,N INSUL PAPER 2,2,2 | SI10 | ID | Buy | Active | 0 | Purchased item |  | 1 | 1 |  |  |  | KG |  | 0.00133 | 100 | 1 | 0.03192 | Date |  |  | 2015-11-23 15:39 |  |  | * | MCO-177958 | Operation Pull | SHC-G6 | SHC-G6.WS.BIN |  |  | 0.03192 |  | 1 | 4 | [8 empty] | None | *
- A052M650 | 3 | STR,COIL,F(160B),(135MM),311 | CU10 | RB | Make | Active | C01 |  |  | 3 | 20 |  |  |  | EA |  | 1 | 100 | 1 | 1 | Date |  |  | 2015-12-03 13:06 |  |  | * | MCO-178800 | Operation Pull | SHF-G6 | SHF-G6.WS.BIN |  |  | 1 |  | 20 | [9 empty] | None | *
- 013-20060 | 4 | 0.8 DIA DUAL CU WIRE | CU10 | ID | Buy | Active | G01 | 15-1 Non Cummins |  | 1 | 1 |  |  |  | KG |  | 6.36 | 100 | 1 | 6.36 | Date |  |  | 2016-08-20 00:33 |  |  | * | MCO-187294 | Operation Pull | SHC-G6 | SHC-G6.WS.BIN |  |  | 6.36 |  | 1 | 7 | [8 empty] | None | *
001-1404 | 5 | 8MM DIA COPPER WIRE ROD | CU10 | ARJ | Buy | Active | 0 | Subassembly |  | 10 | 1 |  |  | NA | KG |  | 1 | 100 | 1 | 6.36 | Date |  |  | 2010-12-25 |  |  | * |  | Bulk |  | .. |  |  | 6.36 |  | 1 | [9 empty] | None | *
A048V003 | 5 | COAT,PROT | RE10 | ARJ | Buy | Active | A01 | Purchased item |  | 500 | 1 |  |  |  | KG |  | 0.08 | 100 | 1 | 0.5088 | Date |  |  | 2014-03-05 09:16 |  |  | * | MCO-157275 | Bulk | STR-G6 | STR-G6.BULK.BIN |  |  | 0.5088 |  | 1 | [9 empty] | None | *
A048V005 | 5 | COAT,PROT | RE10 | ARJ | Buy | Active | A01 | Purchased item |  | 501 | 1 |  |  |  | KG |  | 0.02 | 100 | 1 | 0.1272 | Date |  |  | 2014-03-05 09:16 |  |  | * | MCO-157275 | Bulk | STR-G6 | STR-G6.BULK.BIN |  |  | 0.1272 |  | 1 | [9 empty] | None | *
- 100-1089 | 3 | LEAD IDENTIFICTION STKR SET 3P | ST10 | RAP | Buy | Active | B01 | Kit |  | 7 | 20 |  |  |  | EA |  | 1 | 100 | 1 | 1 | Date |  |  | 2015-12-03 13:06 |  |  | * | MCO-178800 | Bulk | STR-G6 | STR-G6.BIN.BIN |  |  | 1 |  | 20 | 1 | [8 empty] | None | *
001-1053 | 4 | W2-1 LEAD STICKER |  |  | Buy | Active | 0 | 15-1 Non Cummins |  | 1 | 1 |  |  | NA | EA |  | 1 | 100 | 1 | 1 | Date |  |  | 2018-02-15 10:17 |  |  | * | MCO-203052 | Phantom |  | .. |  |  | 1 |  | 1 | [6 empty] | * |  |  | None
001-1054 | 4 | U5-2 LEAD STICKER |  |  | Buy | Active | 0 | 15-1 Non Cummins |  | 2 | 1 |  |  | NA | EA |  | 1 | 100 | 1 | 1 | Date |  |  | 2018-02-15 10:17 |  |  | * | MCO-203052 | Phantom |  | .. |  |  | 1 |  | 1 | [6 empty] | * |  |  | None
001-1055 | 4 | V2-3 LEAD STICKER |  |  | Buy | Active | 0 | 15-1 Non Cummins |  | 3 | 1 |  |  | NA | EA |  | 1 | 100 | 1 | 1 | Date |  |  | 2018-02-15 10:17 |  |  | * | MCO-203052 | Phantom |  | .. |  |  | 1 |  | 1 | [6 empty] | * |  |  | None
001-1056 | 4 | W5-4 LEAD STICKER |  |  | Buy | Active | 0 | 15-1 Non Cummins |  | 4 | 1 |  |  | NA | EA |  | 1 | 100 | 1 | 1 | Date |  |  | 2018-02-15 10:17 |  |  | * | MCO-203052 | Phantom |  | .. |  |  | 1 |  | 1 | [6 empty] | * |  |  | None
001-1057 | 4 | U2-5 LEAD STICKER |  |  | Buy | Active | 0 | 15-1 Non Cummins |  | 5 | 1 |  |  | NA | EA |  | 1 | 100 | 1 | 1 | Date |  |  | 2018-02-15 10:17 |  |  | * | MCO-203052 | Phantom |  | .. |  |  | 1 |  | 1 | [6 empty] | * |  |  | None
001-1058 | 4 | V5-6 LEAD STICKER |  |  | Buy | Active | 0 | 15-1 Non Cummins |  | 6 | 1 |  |  | NA | EA |  | 1 | 100 | 1 | 1 | Date |  |  | 2018-02-15 10:17 |  |  | * | MCO-203052 | Phantom |  | .. |  |  | 1 |  | 1 | [6 empty] | * |  |  | None
001-1059 | 4 | W2-7 LEAD STICKER |  |  | Buy | Active | 0 | 15-1 Non Cummins |  | 7 | 1 |  |  | NA | EA |  | 1 | 100 | 1 | 1 | Date |  |  | 2018-02-15 10:17 |  |  | * | MCO-203052 | Phantom |  | .. |  |  | 1 |  | 1 | [6 empty] | * |  |  | None
001-1060 | 4 | U5-8 LEAD STICKER |  |  | Buy | Active | 0 | 15-1 Non Cummins |  | 8 | 1 |  |  | NA | EA |  | 1 | 100 | 1 | 1 | Date |  |  | 2018-02-15 10:17 |  |  | * | MCO-203052 | Phantom |  | .. |  |  | 1 |  | 1 | [6 empty] | * |  |  | None
001-1061 | 4 | V2-9 LEAD STICKER |  |  | Buy | Active | 0 | 15-1 Non Cummins |  | 9 | 1 |  |  | NA | EA |  | 1 | 100 | 1 | 1 | Date |  |  | 2018-02-15 10:17 |  |  | * | MCO-203052 | Phantom |  | .. |  |  | 1 |  | 1 | [6 empty] | * |  |  | None
001-1062 | 4 | W5-10 LEAD STICKER |  |  | Buy | Active | 0 | 15-1 Non Cummins |  | 10 | 1 |  |  | NA | EA |  | 1 | 100 | 1 | 1 | Date |  |  | 2018-02-15 10:17 |  |  | * | MCO-203052 | Phantom |  | .. |  |  | 1 |  | 1 | [6 empty] | * |  |  | None
001-1063 | 4 | U2-11 LEAD STICKER |  |  | Buy | Active | 0 | 15-1 Non Cummins |  | 11 | 1 |  |  | NA | EA |  | 1 | 100 | 1 | 1 | Date |  |  | 2018-02-15 10:17 |  |  | * | MCO-203052 | Phantom |  | .. |  |  | 1 |  | 1 | [6 empty] | * |  |  | None
001-1064 | 4 | V5-12 LEAD STICKER |  |  | Buy | Active | 0 | 15-1 Non Cummins |  | 12 | 1 |  |  | NA | EA |  | 1 | 100 | 1 | 1 | Date |  |  | 2018-02-15 10:17 |  |  | * | MCO-203052 | Phantom |  | .. |  |  | 1 |  | 1 | [6 empty] | * |  |  | None
001-1065 | 4 | W1-1 LEAD STICKER |  |  | Buy | Active | 0 | 15-1 Non Cummins |  | 13 | 1 |  |  | NA | EA |  | 1 | 100 | 1 | 1 | Date |  |  | 2018-02-15 10:17 |  |  | * | MCO-203052 | Phantom |  | .. |  |  | 1 |  | 1 | [6 empty] | * |  |  | None
001-1066 | 4 | U6-2 LEAD STICKER |  |  | Buy | Active | 0 | 15-1 Non Cummins |  | 14 | 1 |  |  | NA | EA |  | 1 | 100 | 1 | 1 | Date |  |  | 2018-02-15 10:17 |  |  | * | MCO-203052 | Phantom |  | .. |  |  | 1 |  | 1 | [6 empty] | * |  |  | None
001-1067 | 4 | V1-3 LEAD STICKER |  |  | Buy | Active | 0 | 15-1 Non Cummins |  | 15 | 1 |  |  | NA | EA |  | 1 | 100 | 1 | 1 | Date |  |  | 2018-02-15 10:17 |  |  | * | MCO-203052 | Phantom |  | .. |  |  | 1 |  | 1 | [6 empty] | * |  |  | None
001-1068 | 4 | W6-4 LEAD STICKER |  |  | Buy | Active | 0 | 15-1 Non Cummins |  | 16 | 1 |  |  | NA | EA |  | 1 | 100 | 1 | 1 | Date |  |  | 2018-02-15 10:17 |  |  | * | MCO-203052 | Phantom |  | .. |  |  | 1 |  | 1 | [6 empty] | * |  |  | None
001-1069 | 4 | U1-5 LEAD STICKER |  |  | Buy | Active | 0 | 15-1 Non Cummins |  | 17 | 1 |  |  | NA | EA |  | 1 | 100 | 1 | 1 | Date |  |  | 2018-02-15 10:17 |  |  | * | MCO-203052 | Phantom |  | .. |  |  | 1 |  | 1 | [6 empty] | * |  |  | None
001-1070 | 4 | V6-6 LEAD STICKER |  |  | Buy | Active | 0 | 15-1 Non Cummins |  | 18 | 1 |  |  | NA | EA |  | 1 | 100 | 1 | 1 | Date |  |  | 2018-02-15 10:17 |  |  | * | MCO-203052 | Phantom |  | .. |  |  | 1 |  | 1 | [6 empty] | * |  |  | None
001-1071 | 4 | W1-7 LEAD STICKER |  |  | Buy | Active | 0 | 15-1 Non Cummins |  | 19 | 1 |  |  | NA | EA |  | 1 | 100 | 1 | 1 | Date |  |  | 2018-02-15 10:17 |  |  | * | MCO-203052 | Phantom |  | .. |  |  | 1 |  | 1 | [6 empty] | * |  |  | None
001-1072 | 4 | U6-8 LEAD STICKER |  |  | Buy | Active | 0 | 15-1 Non Cummins |  | 20 | 1 |  |  | NA | EA |  | 1 | 100 | 1 | 1 | Date |  |  | 2018-02-15 10:17 |  |  | * | MCO-203052 | Phantom |  | .. |  |  | 1 |  | 1 | [6 empty] | * |  |  | None
001-1073 | 4 | V1-9 LEAD STICKER |  |  | Buy | Active | 0 | 15-1 Non Cummins |  | 21 | 1 |  |  | NA | EA |  | 1 | 100 | 1 | 1 | Date |  |  | 2018-02-15 10:17 |  |  | * | MCO-203052 | Phantom |  | .. |  |  | 1 |  | 1 | [6 empty] | * |  |  | None
001-1074 | 4 | W6-10 LEAD STICKER |  |  | Buy | Active | 0 | 15-1 Non Cummins |  | 22 | 1 |  |  | NA | EA |  | 1 | 100 | 1 | 1 | Date |  |  | 2018-02-15 10:17 |  |  | * | MCO-203052 | Phantom |  | .. |  |  | 1 |  | 1 | [6 empty] | * |  |  | None
001-1075 | 4 | U1-11 LEAD STICKER |  |  | Buy | Active | 0 | 15-1 Non Cummins |  | 23 | 1 |  |  | NA | EA |  | 1 | 100 | 1 | 1 | Date |  |  | 2018-02-15 10:17 |  |  | * | MCO-203052 | Phantom |  | .. |  |  | 1 |  | 1 | [6 empty] | * |  |  | None
001-1076 | 4 | V6-12 LEAD STICKER |  |  | Buy | Active | 0 | 15-1 Non Cummins |  | 24 | 1 |  |  | NA | EA |  | 1 | 100 | 1 | 1 | Date |  |  | 2018-02-15 10:17 |  |  | * | MCO-203052 | Phantom |  | .. |  |  | 1 |  | 1 | [6 empty] | * |  |  | None
A047P198 | 3 | TAPE,ELEC INSUL |  |  | Buy | Active | B01 | Purchased item |  | 8 | 20 |  |  |  | M |  | 2.5 | 100 | 1 | 2.5 | Date |  |  | 2015-12-03 13:06 |  |  | * | MCO-178800 | Bulk | STR-G6 | STR-G6.BULK.BIN |  |  | 2.5 |  | 20 | [9 empty] | None | *
030-01548 | 3 | 942 ACRYLIC BK 3MM SLEEVING | SI10 | RAP | Buy | Active | 0 | Purchased item |  | 9 | 20 |  |  |  | M |  | 8 | 100 | 1 | 8 | Date |  |  | 2015-12-03 13:06 |  |  | * | MCO-178800 | Bulk | STR-G6 | STR-G6.BIN.BIN |  |  | 8 |  | 20 | 3 | [8 empty] | None | *
A052W478 | 3 | ADHESV,HOT MELT | HA10 | RB | Buy | Active | C01 |  |  | 10 | 20 |  |  |  | KG |  | 0.06 | 100 | 1 | 0.06 | Date |  |  | 2015-12-03 13:06 |  |  | * | MCO-178800 | Bulk | STR-G6 | STR-G6.BIN.BIN |  |  | 0.06 |  | 20 | [9 empty] | None | *
003-09010 | 3 | PARCON PL5X8.5 | SO10 | RAP | Buy | Active | F01 | Purchased item |  | 11 | 20 |  |  |  | EA |  | 24 | 100 | 1 | 24 | Date |  |  | 2015-12-03 13:06 |  |  | * | MCO-178800 | Bulk | STR-G6 | STR-G6.BIN.BIN |  |  | 24 |  | 20 | 2 | [8 empty] | None | *
030-02590 | 3 | VIDACORD BP DIA 1.6MM | SI10 | ID | Buy | Active | 0 | 15-1 Non Cummins |  | 12 | 20 |  |  |  | M |  | 6 | 100 | 1 | 6 | Date |  |  | 2015-12-03 13:06 |  |  | * | MCO-178800 | Bulk | STR-G6 | STR-G6.BIN.BIN |  |  | 6 |  | 20 | 4 | [8 empty] | None | *
030-02633 | 2 | EPOXY 213PF BLACK 2PT A,D SEAL | RE10 | ID | Buy | Active | E01 | 15-1 Non Cummins |  | 2 | 1 |  |  |  | KG |  | 0.18 | 100 | 1 | 0.18 | Date |  |  | 2016-12-16 00:42 |  |  | * | MCO-192110 | Bulk | STR-G6 | STR-G6.BIN.BIN |  |  | 0.18 |  | 1 | 5 | [8 empty] | None | *
AVRLOC-07 | 1 | AVR Location Right Hand Side | HC10 |  | Make | Active | 0 | Phantom item |  | 1600 | 30 |  |  |  | EA |  | 1 | 100 | 1 | 1 | Date |  |  | 2018-06-19 18:11 |  |  | * |  | Phantom |  | .. |  |  | 1 |  | 30 | [9 empty] | None
- A052W917 | 1 | DE ASSY,F0,1,1,2B | SM10 | RB | Make | Active | C01 | Phantom item |  | 1640 | 30 |  |  |  | EA |  | 1 | 100 | 1 | 1 | Date |  |  | 2018-06-19 18:11 |  |  | * |  | Phantom | SHC-G6 | SHC-G6.AA.BIN |  |  | 1 |  | 30 | [9 empty] | None | *
A050W528 | 2 | SEAL,O RING,RBR | RU10 | KPY | Buy | Active | D01 |  |  | 1 | 1 |  |  | Change_ Notice Issue with Effectivity Date 31DEC 2049 | EA |  | 1 | 100 | 1 | 1 | Date |  |  | 2016-02-09 18:59 |  |  | * |  | Bulk | STR-G6 | STR-G6.BIN.BIN |  |  | 1 |  | 1 | [9 empty] | None | *
- A053G296 | 1 | LIFTING BRKT | SM10 | RB | Make | Active | E01 | Phantom item |  | 1760 | 30 |  |  |  | EA |  | 1 | 100 | 1 | 1 | Date |  |  | 2018-06-19 18:11 |  |  | * |  | Phantom | STR-G6 | STR-G6.BIN.BIN |  |  | 1 |  | 30 | [9 empty] | None | *
A053V070 | 2 | LBL,SAFETY,T/O MACH LIFT,ENG | ST10 | RAP | Buy | Active | C01 |  |  | 1 | 1 |  |  |  | EA |  | 1 | 100 | 1 | 1 | Date |  |  | 2016-04-11 09:10 |  |  | * | MCO-183854 | Bulk | STR-G6 | STR-G6.BIN.BIN |  |  | 1 |  | 1 | [9 empty] | None | *
191-10167 | 2 | WARNING LABEL - APPLICATION |  |  | Buy | Active | 0 | Purchased item |  | 2 | 1 |  |  |  | EA |  | 1 | 100 | 1 | 1 | Date |  |  | 2016-10-25 00:41 |  |  | * | MCO-190246 | Phantom |  | .. |  |  | 1 |  | 1 | [9 empty] | None
A053K094 | 2 | LBL,WARN | ST10 | RAP | Buy | Active | C01 | Purchased item |  | 3 | 1 |  |  |  | EA |  | 1 | 100 | 1 | 1 | Date |  |  | 2016-10-25 00:41 |  |  | * | MCO-190246 | Bulk | STR-G6 | STR-G6.BIN.BIN |  |  | 1 |  | 1 | [9 empty] | None | *
- A052W619 | 1 | NDE ASSY,F1,F,G,K,1B 25MM | PA10 |  | Make | Active | D01 | Phantom item |  | 1860 | 30 |  |  |  | EA |  | 1 | 100 | 1 | 1 | Date |  |  | 2018-06-19 18:11 |  |  | * |  | Phantom |  | .. |  |  | 1 |  | 30 | [9 empty] | None | *
- A052M731 | 2 | ASSY,END BRKT,F1,NDE | DC10 | RB | Make | Active | D01 |  |  | 1 | 1 |  |  |  | EA |  | 1 | 100 | 1 | 1 | Date |  |  | 2016-05-04 20:03 |  |  | * | MCOA172963 | Phantom | SHC-G6 | SHC-G6.AA.BIN |  |  | 1 |  | 1 | [9 empty] | None | *
- A051P111 | 3 | BRKT,END,F1,NDE | MC10 | RB | Buy | Active | J01 |  |  | 1 | 1 |  |  |  | EA |  | 1 | 100 | 1 | 1 | Date |  |  | 2015-10-14 12:00 |  |  | * | MCO-172876 | Operation Pull | SHC-G6 | SHC-G6.AA.BIN |  |  | 1 |  | 1 | [9 empty] | None | *
A051P109 | 4 | BRKT,END,F1,NDE | DC10 | RB | Buy | Active | H01 |  |  | 1 | 1 |  |  |  | EA |  | 1 | 100 | 1 | 1 | Date |  |  | 2015-05-29 17:06 |  |  | * | MCO-170241 | Operation Pull | SHC-G6 | SHC-G6.AA.BIN |  |  | 1 |  | 1 | [9 empty] | None | *
- A051G465 | 3 | STR,EXC,25.0,EPXY TAPD | EX10 | RB | Buy | Active | K01 | Purchased item |  | 2 | 1 |  |  |  | EA |  | 1 | 100 | 1 | 1 | Date |  |  | 2015-10-14 12:00 |  |  | * | MCO-172876 | Operation Pull | SHC-G6 | SHC-G6.AA.BIN |  |  | 1 |  | 1 | [9 empty] | None | *
190-1082 | 4 | 25MM EXT STR CORE |  |  | Buy | CGT Review | 0 | Purchased item |  | 1 | 1 |  |  |  | EA |  | 1 | 100 | 1 | 1 | Date |  |  | 2015-09-24 11:38 |  |  | * | MCO-171527 | Phantom |  | .. |  |  | 1 |  | 1 | [9 empty] | None
- 130-1664 | 4 | BC164 EX STR INSU SET |  |  | Buy | CGT Review | 0 | Kit |  | 2 | 1 |  |  |  | EA |  | 1 | 100 | 1 | 1 | Date |  |  | 2015-09-24 11:38 |  |  | * | MCO-171527 | Phantom |  | .. |  |  | 1 |  | 1 | [9 empty] | None
- 130-21762 | 5 | 25MM EXC STR SLOT LINER |  |  | Make | CGT Review | 0 | Kit |  | 10 | 1 |  |  | NA | EA |  | 1 | 100 | 1 | 1 | Date |  |  | 2010-12-25 |  |  | * |  | Phantom |  | .. |  |  | 1 |  | 1 | [9 empty] | None
031-10003 | 6 | N,P,N INSUL PAPER 3,7,3 | SI10 | ID | Buy | Active | 0 | Purchased item |  | 10 | 1 |  |  | CGN A 113 A | KG |  | 0.025 | 100 | 1 | 0.025 | Date |  |  | 2010-12-25 |  |  | * |  | Operation Pull | SHC-G6 | SHC-G6.WS.BIN |  |  | 0.025 |  | 1 | 4 | [8 empty] | None | *
120-10031 | 5 | EX STR SLOT WDG 25MM |  |  | Buy | Active | 0 | Purchased item |  | 20 | 1 |  |  | CD-20828/6 M | EA |  | 10 | 100 | 1 | 10 | Date |  |  | 2010-12-25 |  |  | * |  | Phantom |  | .. |  |  | 10 |  | 1 | [9 empty] | None
001-100356 | 5 | EPOXY GLASS WEDGE BC EXC 25MM |  |  | Buy | Active | 0 | 15-1 Non Cummins |  | 30 | 1 |  |  | CDI00007_A | EA |  | 10 | 100 | 1 | 10 | Date |  |  | 2010-12-25 |  |  | * |  | Phantom |  | .. |  |  | 10 |  | 1 | [9 empty] | None
120-10032 | 4 | EX STR SLOT LNR 27MM @10 |  |  | Buy | Active | Q01 |  |  | 3 | 1 |  |  |  | ST |  | 10 | 100 | 1 | 10 | Date |  |  | 2015-09-24 11:38 |  |  | * | MCO-171527 | Phantom |  | .. |  |  | 10 |  | 1 | [9 empty] | None
031-20308 | 4 | 50MM CLASS F INSUL 3/3/3 | RU10 | RB | Buy | Active | B01 | Purchased item |  | 4 | 1 |  |  |  | M |  | 1.197 | 100 | 1 | 1.197 | Date |  |  | 2015-09-24 11:38 |  |  | * | MCO-171527 | Operation Pull | SHC-G6 | SHC-G6.AA.BIN |  |  | 1.197 |  | 1 | [9 empty] | None | *
120-10031 | 4 | EX STR SLOT WDG 25MM |  |  | Buy | Active | 0 | Purchased item |  | 5 | 1 |  |  |  | EA |  | 10 | 100 | 1 | 10 | Date |  |  | 2015-09-24 11:38 |  |  | * | MCO-171527 | Phantom |  | .. |  |  | 10 |  | 1 | [9 empty] | None
- 013-20065 | 4 | 0.71 DIA DUALCOAT CU | CU10 | ID | Buy | Active | G01 | 15-1 Non Cummins |  | 6 | 1 |  |  |  | KG |  | 1.5 | 100 | 1 | 1.5 | Date |  |  | 2015-09-24 11:38 |  |  | * | MCO-171527 | Operation Pull | SHC-G6 | SHC-G6.WS.BIN |  |  | 1.5 |  | 1 | 7 | [8 empty] | None | *
001-1404 | 5 | 8MM DIA COPPER WIRE ROD | CU10 | ARJ | Buy | Active | 0 | Subassembly |  | 10 | 1 |  |  | NA | KG |  | 1 | 100 | 1 | 1.5 | Date |  |  | 2010-12-25 |  |  | * |  | Bulk |  | .. |  |  | 1.5 |  | 1 | [9 empty] | None | *
A048V003 | 5 | COAT,PROT | RE10 | ARJ | Buy | Active | A01 | Purchased item |  | 500 | 1 |  |  |  | KG |  | 0.08 | 100 | 1 | 0.12 | Date |  |  | 2014-03-05 09:15 |  |  | * | MCO-157275 | Bulk | STR-G6 | STR-G6.BULK.BIN |  |  | 0.12 |  | 1 | [9 empty] | None | *
A048V005 | 5 | COAT,PROT | RE10 | ARJ | Buy | Active | A01 | Purchased item |  | 501 | 1 |  |  |  | KG |  | 0.02 | 100 | 1 | 0.03 | Date |  |  | 2014-03-05 09:15 |  |  | * | MCO-157275 | Bulk | STR-G6 | STR-G6.BULK.BIN |  |  | 0.03 |  | 1 | [9 empty] | None | *
A051L174 | 4 | TERM,FLAG,FM | HA10 | RB | Buy | Active | A01 | Purchased item |  | 7 | 1 |  |  |  | EA |  | 2 | 100 | 1 | 2 | Date |  |  | 2015-09-24 11:38 |  |  | * | MCO-171527 | Bulk | STR-G6 | STR-G6.BIN.BIN |  |  | 2 |  | 1 | [9 empty] | None | *
A051L173 | 4 | INSUL,FLAG TERM,FM | HA10 | RB | Buy | Active | A01 | Purchased item |  | 8 | 1 |  |  |  | EA |  | 2 | 100 | 1 | 2 | Date |  |  | 2015-09-24 11:38 |  |  | * | MCO-171527 | Bulk | STR-G6 | STR-G6.BIN.BIN |  |  | 2 |  | 1 | [9 empty] | None | *
A052J108 | 4 | CBL,ELEC,0.0A,1.5,600V | CA10 | RB | Buy | Active | A01 | Purchased item |  | 9 | 1 |  |  |  | M |  | 0.556 | 100 | 1 | 0.556 | Date |  |  | 2015-09-24 11:38 |  |  | * | MCO-171527 | Bulk | STR-G6 | STR-G6.BIN.BIN |  |  | 0.556 |  | 1 | [9 empty] | None | *
A051L175 | 4 | CBL,ELEC,0.0A,1.5,0V | CA10 | RB | Buy | Active | A01 | Purchased item |  | 10 | 1 |  |  |  | M |  | 0.48 | 100 | 1 | 0.48 | Date |  |  | 2015-09-24 11:38 |  |  | * | MCO-171527 | Bulk | STR-G6 | STR-G6.BIN.BIN |  |  | 0.48 |  | 1 | [9 empty] | None | *
052-45007 | 4 | TIE 4.7 X 203 | HA10 | RAP | Buy | Active | 0 | 15-1 Non Cummins |  | 11 | 1 |  |  |  | EA |  | 3 | 100 | 1 | 3 | Date |  |  | 2015-09-24 11:38 |  |  | * | MCO-171527 | Bulk | STR-G6 | STR-G6.BIN.BIN |  |  | 3 |  | 1 | 2 | [8 empty] | None | *
030-01549 | 4 | 942 ACRYLIC BK 4MM SLEEVING | SI10 | RAP | Buy | Active | 0 | Purchased item |  | 12 | 1 |  |  |  | M |  | 0.59 | 100 | 1 | 0.59 | Date |  |  | 2015-09-24 11:38 |  |  | * | MCO-171527 | Bulk | STR-G6 | STR-G6.BIN.BIN |  |  | 0.59 |  | 1 | 3 | [8 empty] | None | *
030-01552 | 4 | 942 ACRYLIC BK 8MM SLEEVING | SI10 | RAP | Buy | Active | 0 | Purchased item |  | 13 | 1 |  |  |  | M |  | 0.425 | 100 | 1 | 0.425 | Date |  |  | 2015-09-24 11:38 |  |  | * | MCO-171527 | Bulk | STR-G6 | STR-G6.BIN.BIN |  |  | 0.425 |  | 1 | 3 | [8 empty] | None | *
030-02633 | 4 | EPOXY 213PF BLACK 2PT A,D SEAL | RE10 | ID | Buy | Active | E01 | 15-1 Non Cummins |  | 14 | 1 |  |  |  | KG |  | 0.13 | 100 | 1 | 0.13 | Date |  |  | 2015-09-24 11:38 |  |  | * | MCO-171527 | Bulk | STR-G6 | STR-G6.BIN.BIN |  |  | 0.13 |  | 1 | 5 | [8 empty] | None | *
030-02590 | 4 | VIDACORD BP DIA 1.6MM | SI10 | ID | Buy | Active | 0 | 15-1 Non Cummins |  | 15 | 1 |  |  |  | M |  | 4 | 100 | 1 | 4 | Date |  |  | 2015-09-24 11:38 |  |  | * | MCO-171527 | Bulk | STR-G6 | STR-G6.BIN.BIN |  |  | 4 |  | 1 | 4 | [8 empty] | None | *
030-02653-G6 | 4 | EIP5070 RESIN |  |  | Buy | Incomplete | 0 |  |  | 16 | 1 |  |  |  | KG |  | 0.001 | 100 | 1 | 0.001 | Date |  |  | 2015-09-24 11:38 |  |  | * | MCO-171527 | Phantom |  | .. |  |  | 0.001 |  | 1 | [9 empty] | None
003-09015 | 4 | PARCON PL2X8.0 | SO10 | RAP | Buy | Active | 0 | 15-1 Non Cummins |  | 17 | 1 |  |  |  | EA |  | 2 | 100 | 1 | 2 | Date |  |  | 2015-09-24 11:38 |  |  | * | MCO-171527 | Bulk | STR-G6 | STR-G6.BIN.BIN |  |  | 2 |  | 1 | 3 | [8 empty] | None | *
A047P198 | 4 | TAPE,ELEC INSUL |  |  | Buy | Active | B01 | Purchased item |  | 18 | 1 |  |  |  | M |  | 0.7 | 100 | 1 | 0.7 | Date |  |  | 2015-09-24 11:38 |  |  | * | MCO-171527 | Bulk | STR-G6 | STR-G6.BULK.BIN |  |  | 0.7 |  | 1 | [9 empty] | None | *
450-16453 | 4 | EXCITER MAGNET 25MM |  |  | Buy | Active | 0 | Purchased item |  | 19 | 1 |  |  |  | EA |  | 2 | 100 | 1 | 2 | Date |  |  | 2015-09-24 11:38 |  |  | * | MCO-171527 | Phantom |  | .. |  |  | 2 |  | 1 | [9 empty] | None
001-101276 | 4 | MARKED FERRULES F | HA10 | RAP | Buy | Active | B01 | 15-1 Non Cummins |  | 20 | 1 |  |  |  | EA |  | 2 | 100 | 1 | 2 | Date |  |  | 2015-09-24 11:38 |  |  | * | MCO-171527 | Bulk | STR-G6 | STR-G6.BIN.BIN |  |  | 2 |  | 1 | 1 | [8 empty] | None | *
001-100229 | 4 | MARKED FERRULES 1 | HA10 | RAP | Buy | Active | B01 | 15-1 Non Cummins |  | 21 | 1 |  |  |  | EA |  | 1 | 100 | 1 | 1 | Date |  |  | 2015-09-24 11:38 |  |  | * | MCO-171527 | Bulk | STR-G6 | STR-G6.BIN.BIN |  |  | 1 |  | 1 | 1 | [8 empty] | None | *
001-100230 | 4 | MARKED FERRULES 2 | HA10 | RAP | Buy | Active | B01 | 15-1 Non Cummins |  | 22 | 1 |  |  |  | EA |  | 1 | 100 | 1 | 1 | Date |  |  | 2015-09-24 11:38 |  |  | * | MCO-171527 | Bulk | STR-G6 | STR-G6.BIN.BIN |  |  | 1 |  | 1 | 1 | [8 empty] | None | *
029-61107 | 3 | M6 PL WASHER SZP | HA10 | RAP | Buy | Active | B01 | 15-1 Non Cummins |  | 3 | 1 |  |  |  | EA |  | 4 | 100 | 1 | 4 | Date |  |  | 2015-10-14 12:00 |  |  | * | MCO-172876 | Bulk | STR-G6 | STR-G6.BIN.BIN |  |  | 4 |  | 1 | 4 | [8 empty] | None | *
028-31507 | 3 | M6 SC LOCKWASHER SZP | HA10 | RAP | Buy | Active | 0 | 15-1 Non Cummins |  | 4 | 1 |  |  |  | EA |  | 4 | 100 | 1 | 4 | Date |  |  | 2015-10-14 12:00 |  |  | * | MCO-172876 | Bulk | STR-G6 | STR-G6.BIN.BIN |  |  | 4 |  | 1 | 4 | [8 empty] | None | *
016-40721 | 3 | M6X40 HEX HD SCR SZP | HA10 | RAP | Buy | Active | 0 | 15-1 Non Cummins |  | 5 | 1 |  |  |  | EA |  | 4 | 100 | 1 | 4 | Date |  |  | 2015-10-14 12:00 |  |  | * | MCO-172876 | Bulk | STR-G6 | STR-G6.BIN.BIN |  |  | 4 |  | 1 | 4 | [8 empty] | None | *
A053F122 | 2 | SCR,FLNG HD,M8x35,HEX | HA10 | RAP | Buy | Active | C01 | Purchased item |  | 2 | 1 |  |  |  | EA |  | 4 | 100 | 1 | 4 | Date |  |  | 2016-05-12 00:36 |  |  | * | MCO-178320 | Bulk | STR-G6 | STR-G6.BIN.BIN |  |  | 4 |  | 1 | [9 empty] | None | *
- A058L316 | 1 | REG CTRL,AS540,F0,530V |  |  | Make | Active | A01 | Phantom item |  | 1940 | 30 |  |  |  | EA |  | 1 | 100 | 1 | 1 | Date |  |  | 2018-06-19 18:11 |  |  | * |  | Phantom |  | .. |  |  | 1 |  | 30 | [9 empty] | None
- A058H958 | 2 | MDL,REGN CTRL,AS540 |  |  | Buy | Active | A01 | Purchased item |  | 1 | 1 |  |  |  | EA |  | 1 | 100 | 1 | 1 | Date |  |  | 2017-09-21 10:48 |  |  | * | MCO-200000 | Operation Pull | SHC-G6 | SHC-G6.AA.BIN |  |  | 1 |  | 1 | [9 empty] | None | *
A054H342 | 3 | MDL,REGN CTRL,AS540 | EL10 | ID | Buy | Active | D01 | Purchased item |  | 1 | 1 |  |  |  | EA |  | 1 | 100 | 1 | 1 | Date |  |  | 2017-09-21 10:44 |  |  | * | MCO-199558 | Operation Pull | SHC-G6 | SHC-G6.AA.BIN |  |  | 1 |  | 1 | [9 empty] | None | *
A056F672 | 3 | HSNG,PIN CONN | HA10 | KG | Buy | Active | A01 | Purchased item |  | 2 | 1 |  |  |  | EA |  | 1 | 100 | 1 | 1 | Date |  |  | 2017-09-21 10:44 |  |  | * | MCO-199558 | Bulk | SHC-G6 | SHC-G6.AA.BIN |  |  | 1 |  | 1 | [9 empty] | None | *
450-15971 | 2 | AV MOUNT (AS,SX,MX AVR) | IM10 | ID | Buy | Active | C02 | Purchased item |  | 2 | 1 |  |  |  | EA |  | 4 | 100 | 1 | 4 | Date |  |  | 2017-09-21 10:48 |  |  | * | MCO-200000 | Bulk | STR-G6 | STR-G6.BIN.BIN |  |  | 4 |  | 1 | 2 | [8 empty] | None | *
- A051L233 | 2 | HARN,ELEC,F0,1,PWR SENR |  |  | Buy | Active | F01 |  |  | 3 | 1 |  |  |  | EA |  | 1 | 100 | 1 | 1 | Date |  |  | 2017-09-21 10:48 |  |  | * | MCO-200000 | Bulk | STR-G6 | STR-G6.BIN.BIN |  |  | 1 |  | 1 | [9 empty] | None | *
003-02053 | 3 | WH TERM INSUL FLAG 180984-0 | PL10 | RAP | Buy | Active | B01 | Purchased item |  | 1 | 1 |  |  |  | EA |  | 2 | 100 | 1 | 2 | Date |  |  | 2015-09-09 18:46 |  |  | * | MCO-172401 | Bulk | STR-G6 | STR-G6.BIN.BIN |  |  | 2 |  | 1 | 2 | [8 empty] | None | *
003-03051 | 3 | FEM TERM FLAG (LOOSE)180429-2 |  |  | Buy | Active | 0 | 15-1 Non Cummins |  | 2 | 1 |  |  |  | EA |  | 2 | 100 | 1 | 2 | Date |  |  | 2015-09-09 18:46 |  |  | * | MCO-172401 | Phantom |  | .. |  |  | 2 |  | 1 | [9 empty] | None
003-08899 | 3 | M6 TERM SUITABLE 32,.20 CABLE |  |  | Buy | Active | 0 | Purchased item |  | 3 | 1 |  |  |  | EA |  | 2 | 100 | 1 | 2 | Date |  |  | 2015-09-09 18:46 |  |  | * | MCO-172401 | Phantom |  | .. |  |  | 2 |  | 1 | [9 empty] | None
030-01590 | 3 | 6mm sleeving - PVC- BLACK |  |  | Buy | Active | B01 | Purchased item |  | 4 | 1 |  |  |  | M |  | 0.33 | 100 | 1 | 0.33 | Date |  |  | 2016-09-23 00:27 |  |  | * | MCO-189181 | Phantom |  | .. |  |  | 0.33 |  | 1 | [9 empty] | None
041-60053 | 3 | PVC CABLE 32,.2 1MM GREY | CA10 | RAP | Buy | Active | 0 | 15-1 Non Cummins |  | 5 | 1 |  |  |  | M |  | 0.79 | 100 | 1 | 0.79 | Date |  |  | 2016-08-18 00:27 |  |  | * | MCO-187244 | Bulk | STR-G6 | STR-G6.BIN.BIN |  |  | 0.79 |  | 1 | 30 | [8 empty] | None | *
A045Z299 | 3 | CONDUIT,FLEX,10.0-10.2 | CA10 |  | Buy | Active | C01 | Purchased item |  | 6 | 1 |  |  |  | M |  | 0.1 | 100 | 1 | 0.1 | Date |  |  | 2016-07-08 00:57 |  |  | * | MCO-185655 | Bulk | STR-G6 | STR-G6.BULK.BIN |  |  | 0.1 |  | 1 | [9 empty] | None | *
001-100227 | 3 | MARKED FERRULES 7 | HA10 | RAP | Buy | Active | B01 | 15-1 Non Cummins |  | 7 | 1 |  |  |  | EA |  | 2 | 100 | 1 | 2 | Date |  |  | 2016-09-23 00:27 |  |  | * | MCO-189181 | Bulk | STR-G6 | STR-G6.BIN.BIN |  |  | 2 |  | 1 | 1 | [8 empty] | None | *
001-100228 | 3 | MARKED FERRULES 8 | HA10 | RAP | Buy | Active | B01 | 15-1 Non Cummins |  | 8 | 1 |  |  |  | EA |  | 2 | 100 | 1 | 2 | Date |  |  | 2016-09-23 00:27 |  |  | * | MCO-189181 | Bulk | STR-G6 | STR-G6.BIN.BIN |  |  | 2 |  | 1 | 2 | [8 empty] | None | *
052-45014 | 2 | TIE 3.6 X 155 | IM10 | SC | Buy | Active | 0 | Purchased item |  | 4 | 1 |  |  |  | EA |  | 1 | 100 | 1 | 1 | Date |  |  | 2017-09-21 10:48 |  |  | * | MCO-200000 | Bulk | STR-G6 | STR-G6.BIN.BIN |  |  | 1 |  | 1 | 30 | [8 empty] | None | *
A054J606 | 2 | LBL,CONNCTN,S/A REG,ENG | LA10 | RAP | Buy | Active | B01 | 74 Diagram Wiring |  | 5 | 1 |  |  |  | EA |  | 1 | 100 | 1 | 1 | Date |  |  | 2017-09-21 10:48 |  |  | * | MCO-200000 | Bulk | STR-G6 | STR-G6.BIN.BIN |  |  | 1 |  | 1 | [9 empty] | None | *
- 001-1146 | 2 | AVR ADJUSTMENT TOOL & HOLDER | PL10 | RAP | Buy | Active | C01 | Purchased item |  | 6 | 1 |  |  |  | EA |  | 1 | 100 | 1 | 1 | Date |  |  | 2017-09-21 10:48 |  |  | * | MCO-200000 | Bulk | STR-G6 | STR-G6.BIN.BIN |  |  | 1 |  | 1 | 5 | [8 empty] | None | *
E00-10032 | 3 | AVR ADJUSTMENT TOOL |  |  | Buy | Active | E01 | Purchased item |  | 1 | 1 |  |  | E00_10032_01_D | EA |  | 1 | 100 | 1 | 1 | Date |  |  | 2018-09-10 00:16 |  |  | * | MCO-218610 | Bulk |  | .. |  |  | 1 |  | 1 | [6 empty] | * |  |  | None | *
030-01534 | 2 | S562 SIL RUB SLVG 20MM |  |  | Buy | Active | 0 | Purchased item |  | 7 | 1 |  |  |  | M |  | 0.035 | 100 | 1 | 0.035 | Date |  |  | 2017-09-21 10:48 |  |  | * | MCO-200000 | Phantom |  | .. |  |  | 0.035 |  | 1 | [9 empty] | None | *
A056F677 | 2 | CAP,PLSTIC END | PA10 | KG | Buy | Active | A01 | Purchased item |  | 8 | 1 |  |  |  | EA |  | 1 | 100 | 1 | 1 | Date |  |  | 2017-09-21 10:48 |  |  | * | MCO-200000 | Bulk | SHC-G6 | SHC-G6.AA.BIN |  |  | 1 |  | 1 | [9 empty] | None | *
A057B658 | 2 | SCR,CAP HD,M3x15,PH | HA10 | KG | Buy | Active | A01 | Purchased item |  | 9 | 1 |  |  |  | EA |  | 3 | 100 | 1 | 3 | Date |  |  | 2017-09-21 10:48 |  |  | * | MCO-200000 | Bulk | SHC-G6 | SHC-G6.AA.BIN |  |  | 3 |  | 1 | [9 empty] | None | *
- A052X620 | 1 | STR FIXING,F1,F,G,K,M,P,U | SM10 | RB | Make | Active | G01 | Phantom item |  | 2060 | 30 |  |  |  | EA |  | 1 | 100 | 1 | 1 | Date |  |  | 2018-06-19 18:11 |  |  | * |  | Phantom | STR-G6 | STR-G6.BIN.BIN |  |  | 1 |  | 30 | [9 empty] | None | *
052-45011 | 2 | TIE 7.0 X 378 | HA10 | RAP | Buy | Active | 0 | 15-1 Non Cummins |  | 1 | 1 |  |  |  | EA |  | 2 | 100 | 1 | 2 | Date |  |  | 2016-09-13 00:43 |  |  | * | MCO-188753 | Bulk | STR-G6 | STR-G6.BIN.BIN |  |  | 2 |  | 1 | 2 | [8 empty] | None | *
030-01530 | 2 | S562 SIL RUB SLVG 16MM | SI10 | RAP | Buy | Active | C01 | Purchased item |  | 2 | 1 |  |  |  | M |  | 0.24 | 100 | 1 | 0.24 | Date |  |  | 2016-10-26 00:47 |  |  | * | MCO-190409 | Operation Pull | SHC-G6 | SHC-G6.AA.BIN |  |  | 0.24 |  | 1 | 3 | [8 empty] | None | *
- A052X468 | 1 | STR ENCL,F1,F,G,160.0C/H | SM10 | RB | Make | Active | F01 | Phantom item |  | 2100 | 30 |  |  |  | EA |  | 1 | 100 | 1 | 1 | Date |  |  | 2018-06-19 18:11 |  |  | * |  | Phantom | SHC-G6 | SHC-G6.AA.BIN |  |  | 1 |  | 30 | [9 empty] | None | *
- A051A992 | 2 | FRM,GEN,F1,F,G | FR10 | RB | Buy | Active | K01 |  |  | 1 | 1 |  |  |  | EA |  | 1 | 100 | 1 | 1 | Date |  |  | 2016-09-03 00:49 |  |  | * | MCO-188867 | Operation Pull | SHC-G6 | SHC-G6.AA.BIN |  |  | 1 |  | 1 | [9 empty] | None | *
A051A939 | 3 | BARREL,FRM,F1,B | FR10 | RB | Buy | Active | J01 |  |  | 1 | 1 |  |  |  | EA |  | 1 | 100 | 1 | 1 | Date |  |  | 2015-06-18 10:41 |  |  | * | MCO-170455 | Operation Pull | SHC-G6 | SHC-G6.AA.BIN |  |  | 1 |  | 1 | [9 empty] | None | *
A050U046 | 3 | LUG,LIFTING | FR10 | RB | Buy | Active | C01 |  |  | 2 | 1 |  |  |  | EA |  | 2 | 100 | 1 | 2 | Date |  |  | 2015-06-18 10:41 |  |  | * | MCO-170455 | Bulk | STR-G6 | STR-G6.BIN.BIN |  |  | 2 |  | 1 | [9 empty] | None | *
A051C037 | 3 | BK,THD,M8x28.0 SQ |  |  | Buy | Active | E01 | Purchased item |  | 3 | 1 |  |  |  | EA |  | 10 | 100 | 1 | 10 | Date |  |  | 2015-06-18 10:41 |  |  | * | MCO-170455 | Bulk | STR-G6 | STR-G6.BIN.BIN |  |  | 10 |  | 1 | [9 empty] | None | *
A052G931 | 3 | BUSH,SPCR,0.0,0.0 |  |  | Buy | Active | D01 | Purchased item |  | 6 | 1 |  |  |  | EA |  | 2 | 100 | 1 | 2 | Date |  |  | 2015-06-18 10:41 |  |  | * | MCO-170455 | Operation Pull | STR-G6 | STR-G6.BIN.BIN |  |  | 2 |  | 1 | [9 empty] | None | *
A051N959 | 3 | FOOT,F1,INTG,160.0C/H |  |  | Buy | Active | E01 | Purchased item |  | 16 | 1 |  |  | Effectivity date issue | EA |  | 2 | 100 | 1 | 2 | Date |  |  | 2016-02-23 12:10 |  |  | * |  | Bulk | STR-G6 | STR-G6.BIN.BIN |  |  | 2 |  | 1 | [9 empty] | None | *
A051P047 | 3 | FOOT,F1,INTG,160.0C/H |  |  | Buy | Active | E01 | Purchased item |  | 26 | 1 |  |  | Effectivity date issue | EA |  | 2 | 100 | 1 | 2 | Date |  |  | 2016-02-23 12:11 |  |  | * |  | Bulk | STR-G6 | STR-G6.BIN.BIN |  |  | 2 |  | 1 | [9 empty] | None | *
- A054K561 | 1 | MAIN TERM,F1 MN,12E |  |  | Make | Active | B01 | Phantom item |  | 2180 | 30 |  |  |  | EA |  | 1 | 100 | 1 | 1 | Date |  |  | 2018-06-19 18:11 |  |  | * |  | Phantom |  | .. |  |  | 1 |  | 30 | [9 empty] | None | *
A050Y494 | 2 | TERM,MAIN | SM10 | RAP | Buy | Active | G01 |  |  | 1 | 1 |  |  |  | EA |  | 1 | 100 | 1 | 1 | Date |  |  | 2016-03-03 11:18 |  |  | * | MCO-180590 | Bulk | STR-G6 | STR-G6.BIN.BIN |  |  | 1 |  | 1 | 2 | [8 empty] | None | *
A050Y776 | 2 | LNK,MAIN TERM,0Ax0V | SM10 | RAP | Buy | Active | F01 | Purchased item |  | 2 | 1 |  |  |  | EA |  | 2 | 100 | 1 | 2 | Date |  |  | 2016-03-03 11:18 |  |  | * | MCO-180590 | Bulk | STR-G6 | STR-G6.BIN.BIN |  |  | 2 |  | 1 | [9 empty] | None | *
A053F097 | 2 | SCR,FLNG HD,M5x20,HEX | HA10 | RAP | Buy | Active | D01 | Purchased item |  | 3 | 1 |  |  |  | EA |  | 2 | 100 | 1 | 2 | Date |  |  | 2016-03-03 11:18 |  |  | * | MCO-180590 | Bulk | STR-G6 | STR-G6.BIN.BIN |  |  | 2 |  | 1 | [9 empty] | None | *
A051K875 | 2 | LBL,CONNCTN,S/A TERM,ENG | ST10 | RAP | Buy | Active | D01 | Purchased item |  | 4 | 1 |  |  |  | EA |  | 1 | 100 | 1 | 1 | Date |  |  | 2016-03-03 11:18 |  |  | * | MCO-180590 | Bulk | STR-G6 | STR-G6.BIN.BIN |  |  | 1 |  | 1 | [9 empty] | None | *
450-16391 | 2 | P0,P1 EARTHING LABEL | ST10 | KPY | Buy | Active | 0 | Purchased item |  | 5 | 1 |  |  |  | EA |  | 1 | 100 | 1 | 1 | Date |  |  | 2016-03-03 11:18 |  |  | * | MCO-180590 | Bulk | STR-G6 | STR-G6.BIN.BIN |  |  | 1 |  | 1 | 2 | [8 empty] | None | *
006-01070 | 2 | M6 FLANGED NUT | HA10 | RAP | Buy | Active | 0 | Purchased item |  | 6 | 1 |  |  |  | EA |  | 7 | 100 | 1 | 7 | Date |  |  | 2016-03-03 11:18 |  |  | * | MCO-180590 | Bulk | STR-G6 | STR-G6.BIN.BIN |  |  | 7 |  | 1 | 4 | [8 empty] | None | *
029-61107 | 2 | M6 PL WASHER SZP | HA10 | RAP | Buy | Active | B01 | 15-1 Non Cummins |  | 7 | 1 |  |  |  | EA |  | 7 | 100 | 1 | 7 | Date |  |  | 2016-03-03 11:18 |  |  | * | MCO-180590 | Bulk | STR-G6 | STR-G6.BIN.BIN |  |  | 7 |  | 1 | 4 | [8 empty] | None | *
A052J139 | 2 | GROMMET,FRM CBL,F1,4.0 | RU10 | KPY | Buy | Active | C01 |  |  | 8 | 1 |  |  |  | EA |  | 2 | 100 | 1 | 2 | Date |  |  | 2016-03-03 11:18 |  |  | * | MCO-180590 | Bulk | STR-G6 | STR-G6.BIN.BIN |  |  | 2 |  | 1 | [9 empty] | None | *
A053F109 | 2 | SCR,FLNG HD,M6x10,HEX | HA10 | RAP | Buy | Active | C01 | Purchased item |  | 9 | 1 |  |  |  | EA |  | 1 | 100 | 1 | 1 | Date |  |  | 2016-03-03 11:18 |  |  | * | MCO-180590 | Bulk | STR-G6 | STR-G6.BIN.BIN |  |  | 1 |  | 1 | [9 empty] | None | *
A055J074 | 2 | WASHER,STAR | HA10 | RAP | Buy | Active | C01 | Purchased item |  | 10 | 1 |  |  |  | EA |  | 1 | 100 | 1 | 1 | Date |  |  | 2016-09-22 00:24 |  |  | * | MCO-187292 | Bulk | STR-G6 | STR-G6.BIN.BIN |  |  | 1 |  | 1 | [9 empty] | None | *
- A053F488 | 1 | FOOT KIT,F1,BOLT-ON,180.0C/H | SM10 | RB | Make | Active | E01 | Phantom item |  | 2220 | 30 |  |  |  | EA |  | 1 | 100 | 1 | 1 | Date |  |  | 2018-06-19 18:11 |  |  | * |  | Phantom | STR-G6 | STR-G6.BIN.BIN |  |  | 1 |  | 30 | [9 empty] | None | *
A052D953 | 2 | PLT,TRANSIT | SM10 | KPY | Buy | Active | H01 |  |  | 1 | 1 |  |  |  | EA |  | 2 | 100 | 1 | 2 | Date |  |  | 2016-03-03 11:19 |  |  | * | MCO-180651 | Bulk | STR-G6 | STR-G6.BIN.BIN |  |  | 2 |  | 1 | [9 empty] | None | *
A053F122 | 2 | SCR,FLNG HD,M8x35,HEX | HA10 | RAP | Buy | Active | C01 | Purchased item |  | 2 | 1 |  |  |  | EA |  | 4 | 100 | 1 | 4 | Date |  |  | 2016-03-03 11:19 |  |  | * | MCO-180651 | Bulk | STR-G6 | STR-G6.BIN.BIN |  |  | 4 |  | 1 | [9 empty] | None | *
A051L176 | 2 | SPACER,BK,S275,20.0 | MC10 | RB | Buy | Active | D01 | Purchased item |  | 3 | 1 |  |  |  | EA |  | 4 | 100 | 1 | 4 | Date |  |  | 2016-03-03 11:19 |  |  | * | MCO-180651 | Bulk | STR-G6 | STR-G6.BIN.BIN |  |  | 4 |  | 1 | [9 empty] | None | *
TERMCON-01 | 1 | Series Star | HC10 |  | Make | Active | 0 | Phantom item |  | 2260 | 30 |  |  |  | EA |  | 1 | 100 | 1 | 1 | Date |  |  | 2018-06-19 18:11 |  |  | * |  | Phantom |  | .. |  |  | 1 |  | 30 | [9 empty] | None
- A053F381 | 1 | ADAPTOR KIT,F1,SAE4,1B | SM10 | RB | Make | Active | E01 | Phantom item |  | 1560 | 50 |  |  |  | EA |  | 1 | 100 | 1 | 1 | Date |  |  | 2018-06-19 18:11 |  |  | * |  | Phantom | SHC-G6 | SHC-G6.AA.BIN |  |  | 1 |  | 50 | [9 empty] | None | *
- A053B348 | 2 | ADPT,F1,SAE4,MACH | CI10 | RB | Buy | Active | F01 | Purchased item |  | 1 | 1 |  |  |  | EA |  | 1 | 100 | 1 | 1 | Date |  |  | 2015-12-21 13:09 |  |  | * | MCO-179130 | Operation Pull | SHC-G6 | SHC-G6.AA.BIN |  |  | 1 |  | 1 | [9 empty] | None | *
A053B345 | 3 | ADPT,F1,SAE4,CAST | DC10 | RB | Buy | Active | D01 |  |  | 1 | 1 |  |  |  | EA |  | 1 | 100 | 1 | 1 | Date |  |  | 2015-11-23 15:39 |  |  | * | MCO-178742 | Operation Pull | SHC-G6 | SHC-G6.AA.BIN |  |  | 1 |  | 1 | [9 empty] | None | *
A053F122 | 2 | SCR,FLNG HD,M8x35,HEX | HA10 | RAP | Buy | Active | C01 | Purchased item |  | 2 | 1 |  |  |  | EA |  | 6 | 100 | 1 | 6 | Date |  |  | 2015-12-21 13:09 |  |  | * | MCO-179130 | Bulk | STR-G6 | STR-G6.BIN.BIN |  |  | 6 |  | 1 | [9 empty] | None | *
A054C975 | 2 | COVER,ADPT,F1 DE,IP23 | SM10 | RB | Buy | Active | D01 | Purchased item |  | 3 | 1 |  |  |  | EA |  | 1 | 100 | 1 | 1 | Date |  |  | 2015-12-21 13:09 |  |  | * | MCO-179130 | Bulk | STR-G6 | STR-G6.BIN.BIN |  |  | 1 |  | 1 | [9 empty] | None | *
A054F756 | 2 | SCR,HEX FLNG HD,M4x8,HEX | HA10 | RAP | Buy | Active | C01 |  |  | 4 | 1 |  |  |  | EA |  | 6 | 100 | 1 | 6 | Date |  |  | 2016-11-10 00:01 |  |  | * | MCO-189834 | Bulk | STR-G6 | STR-G6.BIN.BIN |  |  | 6 |  | 1 | [9 empty] | None | *
- A054C967 | 2 | SCRN,ADPT,F1,DE | SM10 | RAP | Buy | Active | D01 | Purchased item |  | 5 | 1 |  |  |  | EA |  | 1 | 100 | 1 | 1 | Date |  |  | 2015-12-21 13:09 |  |  | * | MCO-179130 | Bulk | STR-G6 | STR-G6.BIN.BIN |  |  | 1 |  | 1 | 1 | [8 empty] | None | *
A056A761 | 3 | BUSH,SPCR,STEEL 8.8,6.0,7.0 | HA10 |  | Buy | Active | B01 | Purchased item |  | 1 | 1 |  |  |  | EA |  | 2 | 100 | 1 | 2 | Date |  |  | 2016-12-16 00:39 |  |  | * | MCO-191223 | Bulk | STR-G6 | STR-G6.BIN.BIN |  |  | 2 |  | 1 | [9 empty] | None | *
A053F107 | 2 | SCR,FLNG HD,M5x50,HEX | HA10 | RAP | Buy | Active | C01 |  |  | 6 | 1 |  |  |  | EA |  | 2 | 100 | 1 | 2 | Date |  |  | 2016-03-11 10:23 |  |  | * | MCO-182181 | Bulk | STR-G6 | STR-G6.BIN.BIN |  |  | 2 |  | 1 | [9 empty] | None | *
029-61106 | 2 | M5 PL WASHER SZP | HA10 | RAP | Buy | Active | B01 | 15-1 Non Cummins |  | 7 | 1 |  |  |  | EA |  | 2 | 100 | 1 | 2 | Date |  |  | 2015-12-21 13:09 |  |  | * | MCO-179130 | Bulk | STR-G6 | STR-G6.BIN.BIN |  |  | 2 |  | 1 | 4 | [8 empty] | None | *
027-41206 | 2 | M5 HEX NUT SZP | HA10 | RAP | Buy | Active | 0 | 15-1 Non Cummins |  | 8 | 1 |  |  |  | EA |  | 2 | 100 | 1 | 2 | Date |  |  | 2015-12-21 13:09 |  |  | * | MCO-179130 | Bulk | STR-G6 | STR-G6.BIN.BIN |  |  | 2 |  | 1 | 4 | [8 empty] | None | *
190-10068 | 2 | ROTOR RETAINING BAR SAE 3 | SM10 | RAP | Buy | Active | 0 | Purchased item |  | 9 | 1 |  |  |  | EA |  | 1 | 100 | 1 | 1 | Date |  |  | 2016-09-13 00:42 |  |  | * | MCO-187193 | Bulk | STR-G6 | STR-G6.BIN.BIN |  |  | 1 |  | 1 | 1 | [8 empty] | None | *
016-40921 | 2 | M10X40 HEX HD SCR SZP | HA10 | RAP | Buy | Active | 0 | 15-1 Non Cummins |  | 10 | 1 |  |  |  | EA |  | 2 | 100 | 1 | 2 | Date |  |  | 2016-09-13 00:42 |  |  | * | MCO-187193 | Bulk | STR-G6 | STR-G6.BIN.BIN |  |  | 2 |  | 1 | 2 | [8 empty] | None | *
027-41209 | 2 | M10 HEX NUT SZP | HA10 | RAP | Buy | Active | 0 | 15-1 Non Cummins |  | 11 | 1 |  |  |  | EA |  | 2 | 100 | 1 | 2 | Date |  |  | 2016-09-13 00:42 |  |  | * | MCO-187193 | Bulk | STR-G6 | STR-G6.BIN.BIN |  |  | 2 |  | 1 | 4 | [8 empty] | None | *
028-31509 | 2 | M10 SC LOCKWASHER SZP | HA10 | RAP | Buy | Active | 0 | 15-1 Non Cummins |  | 12 | 1 |  |  |  | EA |  | 2 | 100 | 1 | 2 | Date |  |  | 2016-09-13 00:42 |  |  | * | MCO-187193 | Bulk | STR-G6 | STR-G6.BIN.BIN |  |  | 2 |  | 1 | 4 | [8 empty] | None | *
027-41210 | 2 | M12 HEX NUT SZP | HA10 | RAP | Buy | Active | 0 | 15-1 Non Cummins |  | 13 | 1 |  |  |  | EA |  | 2 | 100 | 1 | 2 | Date |  |  | 2016-09-13 00:42 |  |  | * | MCO-187193 | Bulk | STR-G6 | STR-G6.BIN.BIN |  |  | 2 |  | 1 | 4 | [8 empty] | None | *
- A053F395 | 1 | COUPLING KIT,F1,SAE7.5,1B-(3MM THK) | SM10 | RB | Make | Active | D01 | Phantom item |  | 1680 | 50 |  |  |  | EA |  | 1 | 100 | 1 | 1 | Date |  |  | 2018-06-19 18:11 |  |  | * |  | Phantom |  | .. |  |  | 1 |  | 50 | [9 empty] | None | *
A052L240 | 2 | PLT,CPLNG PRESS,F1 | SM10 | RAP | Buy | Active | F01 |  |  | 1 | 1 |  |  |  | EA |  | 1 | 100 | 1 | 1 | Date |  |  | 2015-10-21 08:22 |  |  | * | MCO-176946 | Bulk | STR-G6 | STR-G6.BIN.BIN |  |  | 1 |  | 1 | 1 | [8 empty] | None | *
A053B378 | 2 | DISC,CPLNG,F1,SAE7.5 3MM | SM10 | RB | Buy | Active | E01 | Phantom item |  | 2 | 1 |  |  |  | EA |  | 1 | 100 | 1 | 1 | Date |  |  | 2015-10-21 08:22 |  |  | * | MCO-176946 | Operation Pull | SHC-G6 | SHC-G6.AA.BIN |  |  | 1 |  | 1 | [9 empty] | None | *
024-70618 | 2 | M10X35 SOC HD CAPSCR STL | HA10 | RAP | Buy | Active | 0 | 15-1 Non Cummins |  | 3 | 1 |  |  |  | EA |  | 6 | 100 | 1 | 6 | Date |  |  | 2016-04-05 11:30 |  |  | * | MCO-181095 | Bulk | STR-G6 | STR-G6.BIN.BIN |  |  | 6 |  | 1 | 4 | [8 empty] | None | *
A053B820 | 2 | SPACER,CPLNG,F1,SAE7.5 |  |  | Buy | Active | D01 |  |  | 4 | 1 |  |  |  | EA |  | 1 | 100 | 1 | 1 | Date |  |  | 2015-10-21 08:22 |  |  | * | MCO-176946 | Bulk | STR-G6 | STR-G6.BIN.BIN |  |  | 1 |  | 1 | [9 empty] | None | *
- A052X183 | 1 | TERM ENCL,F1,IP23 | SM10 | RB | Make | Active | E01 | Phantom item |  | 2140 | 50 |  |  |  | EA |  | 1 | 100 | 1 | 1 | Date |  |  | 2018-06-19 18:11 |  |  | * |  | Phantom | STR-G6 | STR-G6.BIN.BIN |  |  | 1 |  | 50 | [9 empty] | None | *
- A053R216 | 2 | PANEL,TERM ENCL,F1,NDE,IP23 | SM10 | RB | Make | Active | J01 | Subassembly |  | 1 | 1 |  |  |  | EA |  | 1 | 100 | 1 | 1 | Date |  |  | 2015-12-06 13:06 |  |  | * | MCO-178009 | Operation Pull | SHC-G6 | SHC-G6.AA.BIN |  |  | 1 |  | 1 | [9 empty] | None | *
- A055V703 | 3 | PANEL,TERM ENCL,F0,1,SD,IP23 | SM10 | KPY | Buy | Active | C01 | Purchased item |  | 1 | 1 |  |  |  | EA |  | 1 | 100 | 1 | 1 | Date |  |  | 2017-03-21 00:57 |  |  | * | MCO-195147 | Operation Pull | SHC-G6 | SHC-G6.AA.BIN |  |  | 1 |  | 1 | [9 empty] | None | *
A054S290 | 4 | NUT,RIVET | HA10 | RB | Buy | Active | C01 |  |  | 1 | 1 |  |  |  | EA |  | 4 | 100 | 1 | 4 | Date |  |  | 2018-04-26 00:16 |  |  | * | MCO-199564 | Bulk | STR-G6 | STR-G6.BIN.BIN |  |  | 4 |  | 1 | [9 empty] | None | *
A054S288 | 4 | NUT,RIVET | HA10 | RB | Buy | Active | C01 |  |  | 2 | 1 |  |  |  | EA |  | 4 | 100 | 1 | 4 | Date |  |  | 2016-09-09 00:32 |  |  | * | MCO-188859 | Bulk | STR-G6 | STR-G6.BIN.BIN |  |  | 4 |  | 1 | [9 empty] | None | *
A054A493 | 3 | SCR,FLNG HD,M3x8,HEX | HA10 | RAP | Buy | Active | B01 | Purchased item |  | 2 | 1 |  |  |  | EA |  | 4 | 100 | 1 | 4 | Date |  |  | 2017-03-21 00:57 |  |  | * | MCO-195147 | Bulk | STR-G6 | STR-G6.BIN.BIN |  |  | 4 |  | 1 | [9 empty] | None | *
- A052H880 | 3 | PANEL,TERM ENCL,F1,IP23 | SM10 | KPY | Buy | Active | H01 |  |  | 3 | 1 |  |  |  | EA |  | 1 | 100 | 1 | 1 | Date |  |  | 2017-03-21 00:57 |  |  | * | MCO-195147 | Operation Pull | SHC-G6 | SHC-G6.AA.BIN |  |  | 1 |  | 1 | 1 | [8 empty] | None | *
A054S290 | 4 | NUT,RIVET | HA10 | RB | Buy | Active | C01 |  |  | 1 | 1 |  |  |  | EA |  | 4 | 100 | 1 | 4 | Date |  |  | 2016-03-15 10:54 |  |  | * | MCO-181833 | Bulk | STR-G6 | STR-G6.BIN.BIN |  |  | 4 |  | 1 | [9 empty] | None | *
A053V016 | 3 | SEAL,STRP,FLAT,POLYT | RU10 | KPY | Buy | Active | C01 |  |  | 4 | 1 |  |  |  | EA |  | 2 | 100 | 1 | 2 | Date |  |  | 2017-03-21 00:57 |  |  | * | MCO-195147 | Bulk | STR-G6 | STR-G6.BIN.BIN |  |  | 2 |  | 1 | [9 empty] | None | *
A052P210 | 3 | SEAL,STRP,NON-CIRC,RBR | RU10 | KPY | Buy | Active | E01 | Purchased item |  | 5 | 1 |  |  |  | EA |  | 4 | 100 | 1 | 4 | Date |  |  | 2017-03-21 00:57 |  |  | * | MCO-195147 | Bulk | STR-G6 | STR-G6.BIN.BIN |  |  | 4 |  | 1 | [9 empty] | None | *
A052H908 | 2 | PANEL,TERM ENCL,F1,SD,IP23 | SM10 | KPY | Buy | Active | E01 |  |  | 2 | 1 |  |  |  | EA |  | 1 | 100 | 1 | 1 | Date |  |  | 2015-06-27 12:34 |  |  | * | MCO-173164 | Bulk | STR-G6 | STR-G6.BIN.BIN |  |  | 1 |  | 1 | [9 empty] | None | *
A052H882 | 2 | PANEL,TERM ENCL,F1,TOP,IP23 | SM10 | KPY | Buy | Active | G01 |  |  | 3 | 1 |  |  |  | EA |  | 1 | 100 | 1 | 1 | Date |  |  | 2015-06-27 12:34 |  |  | * | MCO-173164 | Bulk | STR-G6 | STR-G6.BIN.BIN |  |  | 1 |  | 1 | [9 empty] | None | *
A053U077 | 2 | SEAL,STRP,NON-CIRC,RBR | RU10 | KPY | Buy | Active | C01 |  |  | 4 | 1 |  |  |  | M |  | 0.229 | 100 | 1 | 0.229 | Date |  |  | 2016-10-26 00:47 |  |  | * | MCO-190258 | Bulk | STR-G6 | STR-G6.BIN.BIN |  |  | 0.229 |  | 1 | [9 empty] | None | *
A052J132 | 2 | GROMMET,BLIND,PVC | RU10 | KPY | Buy | Active | D01 |  |  | 5 | 1 |  |  | Change_ Notice Issue with Effectivity Date 31DEC 2049 | EA |  | 2 | 100 | 1 | 2 | Date |  |  | 2017-03-21 00:56 |  |  | * | MCO-195150 | Bulk | STR-G6 | STR-G6.BIN.BIN |  |  | 2 |  | 1 | [9 empty] | None | *
A053F093 | 2 | SCR,FLNG HD,M5X10,HEX | HA10 | RAP | Buy | Active | D01 | Purchased item |  | 6 | 1 |  |  | Change_notice effectivity date issue 31 dec 2049 | EA |  | 8 | 100 | 1 | 8 | Date |  |  | 2017-03-21 00:56 |  |  | * | MCO-195150 | Bulk | STR-G6 | STR-G6.BIN.BIN |  |  | 8 |  | 1 | [9 empty] | None | *
A053F095 | 2 | SCR,FLNG HD,M5x12,HEX | HA10 | RAP | Buy | Active | D01 | Purchased item |  | 7 | 1 |  |  |  | EA |  | 4 | 100 | 1 | 4 | Date |  |  | 2017-03-21 00:56 |  |  | * | MCO-195150 | Bulk | STR-G6 | STR-G6.BIN.BIN |  |  | 4 |  | 1 | [9 empty] | None | *
A055M182 | 2 | PLUG,HOLE SEALING | RU10 | KPY | Buy | Active | D01 | Purchased item |  | 8 | 1 |  |  |  | EA |  | 4 | 100 | 1 | 4 | Date |  |  | 2017-03-21 00:56 |  |  | * | MCO-195150 | Bulk | STR-G6 | STR-G6.BIN.BIN |  |  | 4 |  | 1 | [9 empty] | None | *
- A058H466 | 2 | COVER,CTRLR ACC,APTR,IP23 | DC10 | KPY | Buy | Active | A01 | Purchased item |  | 9 | 1 |  |  |  | EA |  | 1 | 100 | 1 | 1 | Date |  |  | 2018-04-26 00:21 |  |  | * | MCO-200264 | Bulk | STR-G6 | STR-G6.BIN.BIN |  |  | 1 |  | 1 | [9 empty] | None | *
A058H470 | 3 | TAPE,ELEC INSUL |  |  | Buy | Incomplete | A01 |  |  | 1 | 1 |  |  |  | EA |  | 2 | 100 | 1 | 2 | Date |  |  | 2018-03-23 00:15 |  |  | * | MCO-199999 | Phantom |  | .. |  |  | 2 |  | 1 | [9 empty] | None
- 450-PNT0050 | 1 | PAINT,BLK,RAL9011 |  |  | Make | Active | A01 | Phantom item |  | 1900 | 60 |  |  |  | EA |  | 1 | 100 | 1 | 1 | Date |  |  | 2018-06-19 18:11 |  |  | * |  | Phantom |  | .. |  |  | 1 |  | 60 | [9 empty] | None
030-03635 | 2 | W/B PRIMER:BLACK SEMI-GLOSS |  |  | Buy | Active | B01 |  |  | 10 | 1 |  |  |  | L |  | 0.3 | 100 | 1 | 0.3 | Date |  |  | 2016-11-26 00:17 |  |  | * | MCO-186544 | Phantom |  | .. |  |  | 0.3 |  | 1 | [9 empty] | None
001-100245 | 2 | 001-100245 | PA10 | ID | Buy | Active | A01 | 15-1 Non Cummins |  | 10 | 1 |  |  | MP-17001 | L |  | 1.5 | 100 | 1 | 1.5 | Date |  |  | 2010-12-25 |  |  | * |  | Bulk | STR-G6 | STR-G6.BIN.BIN |  |  | 1.5 |  | 1 | 5 | [8 empty] | None | *
- A052X164 | 1 | ENCL PROTECTION,F1,IP23 1,2B | DC10 | RB | Make | Active | C01 | Phantom item |  | 1720 | 70 |  |  |  | EA |  | 1 | 100 | 1 | 1 | Date |  |  | 2018-06-19 18:11 |  |  | * |  | Phantom |  | .. |  |  | 1 |  | 70 | [9 empty] | None | *
A052E626 | 2 | COVER,END,F1 |  |  | Buy | Active | G01 |  |  | 1 | 1 |  |  | MCO Effectivity issue 31-DEC-2049 | EA |  | 1 | 100 | 1 | 1 | Date |  |  | 2016-02-04 20:33 |  |  | * |  | Bulk | STR-G6 | STR-G6.BIN.BIN |  |  | 1 |  | 1 | [9 empty] | None | *
A053F095 | 2 | SCR,FLNG HD,M5x12,HEX | HA10 | RAP | Buy | Active | D01 | Purchased item |  | 2 | 1 |  |  |  | EA |  | 4 | 100 | 1 | 4 | Date |  |  | 2015-10-16 10:25 |  |  | * | MCO-176989 | Bulk | STR-G6 | STR-G6.BIN.BIN |  |  | 4 |  | 1 | [9 empty] | None | *
- 450-LB0019 | 1 | LABEL SET UL1446 + CE |  |  | Make | Active | B01 | Phantom item |  | 1780 | 70 |  |  |  | EA |  | 1 | 100 | 1 | 1 | Date |  |  | 2018-06-19 18:11 |  |  | * |  | Phantom |  | .. |  |  | 1 |  | 70 | [9 empty] | None
450-16370 | 2 | CE LABEL - SELF ADHESIVE | ST10 | KPY | Buy | Active | 0 | Purchased item |  | 1 | 1 |  |  | 450-16370_A | EA |  | 1 | 100 | 1 | 1 | Date |  |  | 2016-12-05 18:52 |  |  | * | MCO-186772 | Bulk | STR-G6 | STR-G6.BIN.BIN |  |  | 1 |  | 1 | 2 | [5 empty] | * |  |  | None | *
A040L652 | 2 | LBL, COMPL,ADHESV,ENG | ST10 | RAP | Buy | Active | C01 | Purchased item |  | 2 | 1 |  |  |  | EA |  | 1 | 100 | 1 | 1 | Date |  |  | 2016-12-05 18:52 |  |  | * | MCO-186772 | Bulk | STR-G6 | STR-G6.BIN.BIN |  |  | 1 |  | 1 | [9 empty] | None | *
- 190-NP30 | 1 | ENGLISH NAMEPLATE S/A |  |  | Make | Active | 0 | Phantom item |  | 1820 | 70 |  |  |  | EA |  | 1 | 100 | 1 | 1 | Date |  |  | 2018-06-19 18:11 |  |  | * |  | Phantom |  | .. |  |  | 1 |  | 70 | [9 empty] | None
450-16040 | 2 | P0,P1 NAMEPLATE LABEL SET | ST10 | ID | Buy | Active | P01 | Purchased item |  | 10 | 1 |  |  | 450-16040_L | EA |  | 1 | 100 | 1 | 1 | Date |  |  | 2011-12-21 11:30 |  |  | * |  | Bulk | STR-G6 | STR-G6.BIN.BIN |  |  | 1 |  | 1 | 58 | [8 empty] | None | *
450-15278 | 2 | S,A ID LABEL SET (SERNO) | ST10 | KPY | Buy | Active | 0 | Purchased item |  | 20 | 1 |  |  |  | EA |  | 4 | 100 | 1 | 4 | Date |  |  | 2012-09-11 15:15 |  |  | * |  | Bulk | STR-G6 | STR-G6.BULK.BIN |  |  | 4 |  | 1 | [9 empty] | None | *

## Content_Display
Sr. NO. | Operation Sequence | Station | Level | Part Code | Description
1 | Op_ 20 | NDE Assembly & Fitment | 2 | A045N494 | ASSY,END BRKT,F1,NDE
|  |  | 3 | 029-61107 | M6 PL WASHER SZP
|  |  | 3 | 028-31507 | M6 SC LOCKWASHER SZP
|  |  | 3 | 016-40721 | M6X40 HEX HD SCR SZP
|  |  | 3 | A045J128 | BRKT,END,F1,NDE
|  |  | 3 | 001-102713 | EXCITER 25 MM STATOR AW1
2 | Op_30 | Electrical | 2 | A053F097 | SCR,FLNG HD,M5x20,HEX
|  |  | 2 | A051K875 | LBL,CONNCTN,S/A TERM,ENG
|  |  | 2 | 450-16391 | P0,P1 EARTHING LABEL
|  |  | 2 | 006-01070 | M6 FLANGED NUT
|  |  | 2 | 029-61107 | M6 PL WASHER SZP
|  |  | 2 | A052J139 | GROMMET,FRM CBL,F1,4.0
|  |  | 2 | A053F109 | SCR,FLNG HD,M6x10,HEX
|  |  | 2 | A055J074 | WASHER,STAR
|  |  | 2 | A052D953 | PLT,TRANSIT
|  |  | 3 | A050U046 | LUG,LIFTING
|  |  | 3 | A051C037 | BK,THD,M8x28.0 SQ
|  |  | 3 | A052G931 | BUSH,SPCR,0.0,0.0
|  |  | 3 | A051N959 | FOOT,F1,INTG,160.0C/H
|  |  | 3 | A051P047 | FOOT,F1,INTG,160.0C/H
|  |  | 2 | A053F122 | SCR,FLNG HD,M8x35,HEX
|  |  | 2 | A051L176 | SPACER,BK,S275,20.0
|  |  | 1 | TERMCON-01 | Series Star
|  |  | 1 | A058L316 | REG CTRL,AS540,F0,530V
|  |  | 2 | A058H958 | MDL,REGN CTRL,AS540
|  |  | 1 | AVRLOC-07 | AVR Location Right Hand Side
|  |  | 2 | A053B348 | ADPT,F1,SAE4,MACH
|  |  | 2 | 016-40921 | M10X40 HEX HD SCR SZP
|  |  | 2 | 027-41209 | M10 HEX NUT SZP
|  |  | 2 | 028-31509 | M10 SC LOCKWASHER SZP
|  |  | 2 | 027-41210 | M12 HEX NUT SZP
|  |  | 2 | A050W528 | SEAL,O RING,RBR
|  |  | 1 | A053G296 | LIFTING BRKT
|  |  | 2 | A053V070 | LBL,SAFETY,T/O MACH LIFT,ENG
|  |  | 2 | 191-10167 | WARNING LABEL - APPLICATION
|  |  | 2 | A053K094 | LBL,WARN
|  |  | 3 | A047P198 | TAPE,ELEC INSUL
|  |  | 3 | 030-01548 | 942 ACRYLIC BK 3MM SLEEVING
|  |  | 3 | A052W478 | ADHESV,HOT MELT
3 | Op_40 | ZPF Testing | Whole description on MO required on testing |  | Job order/MO no.
Star no.: S0L24G1 245185
4 | Op_50 | Final Assembly | 2 | A053B348 | ADPT,F1,SAE4,MACH
|  |  | 2 | A053F122 | SCR,FLNG HD,M8x35,HEX
|  |  | 2 | A054C975 | COVER,ADPT,F1 DE,IP23
|  |  | 2 | A054F756 | SCR,HEX FLNG HD,M4x8,HEX
|  |  | 2 | A054C967 | SCRN,ADPT,F1,DE
|  |  | 3 | A056A761 | BUSH,SPCR,STEEL 8.8,6.0,7.0
|  |  | 2 | A053F107 | SCR,FLNG HD,M5x50,HEX
|  |  | 2 | 029-61106 | M5 PL WASHER SZP
|  |  | 2 | 027-41206 | M5 HEX NUT SZP
|  |  | 2 | 190-10068 | ROTOR RETAINING BAR SAE 3
|  |  | 2 | 016-40921 | M10X40 HEX HD SCR SZP
|  |  | 2 | 027-41209 | M10 HEX NUT SZP
|  |  | 2 | 028-31509 | M10 SC LOCKWASHER SZP
|  |  | 2 | 027-41210 | M12 HEX NUT SZP
|  |  | 1 | A053F395 | COUPLING KIT,F1,SAE7.5,1B-(3MM THK)
|  |  | 2 | A053B378 | DISC,CPLNG,F1,SAE7.5 3MM
|  |  | 2 | 024-70618 | M10X35 SOC HD CAPSCR STL
|  |  | 2 | A053B820 | SPACER,CPLNG,F1,SAE7.5
|  |  | 1 | A052X183 | TERM ENCL,F1,IP23
|  |  | 2 | A053R216 | PANEL,TERM ENCL,F1,NDE,IP23

## Star Details
this should be in the proper column and rows